## DOC HISTORY
Cloud Rack Elevation - Netherlands (AM3) Cage5
Equinix | AM3:030701
Rev # | Date | Author | Summary of Changes
1 | 7th Oct 2016 | James Emerson | Added core racks
2 | 7th Oct 2016 | James Emerson | Update main rack elevation
3 | 11th Octo 2016 | James Emerson | Added BDCS racks
4 | 12th Octo 2016 | James Emerson | Updated IP address ranges for BDCS
5 | 18th Octo 2016 | James Emerson | Added dedicated compute racks
6 | 20th Oct 2016 | James Emerson | Updated Dedicated added registered addresses
7 | 2016-12-15 | James Emerson | Added dedicated compute racks
8 | 17th Nov 2016 | Ashwin Sawant | Updated ZFS hostnames for P22587 - R208/210/306/308/310
9
10 | 18th Nov 2016 | James Emerson | Updated Dedicated Ip ranges
11 | 25th Nov 2016 | James Emerson | Updated rack C4R101-104 - NW Core
12 | 2016-11-28 | Apostolos Kyriazis | Corrections on the RE for C5R101&103
13 | 2017-01-04 | Mark Hood | Updated hostnames for BDCS r503-509
14 | 2017-02-03 | Rossen Ivanov | Entered Tabs for P22545, Racks 411,510,511,601-611
15 | 2017-02-12 | Rossen Ivanov | Updated Tabs for P22545, Racks 411,510,511,601-612
16 | 2017-02-17 | Rossen Ivanov | Updated Tabs for P22545, Racks 411,510,511,601-613 with IP addresing and N5K in r411
17 | 2017-02-20 | Rossen Ivanov | Updated c5r601 tab vlans
18 | 2017-02-21 | Rossen Ivanov | Updated c5r411 tab with new uplinks to compute racks for n9k
19 | 2017-03-01 | James Emerson | updated c5r501 -502 BDCS AGG
20 | 2017-03-02 | James Emerson | updated c5r501 -502 BDCS AGG
21 | 2017-03-08 | Rossen Ivanov | Updated Tabs for P22545, Racks 411 + Compute
22
24
25
26
27
29
30
31
32
33
34
35
36
37
38
39
40
41
42

## S&P - AM3-030701
Datacenter | Purpose | Rack Position | Use | Cabinet Type | Expected Draw (KVA) | PDU | Circuits | Receptacle | NRC | MRC | SOA# | Expected power Install Date | Oracle PO# | Comments
Equinix AM3:030701
AM3 - 030701 | Network core | 101 | Network Core 1 | APC AR3347 STD 750x1200 | 4.5 | AP8886 | 1 x 32A 400V 3-Phase Primary 1 x 32A 400V 3-Phase Redundant | IEC 309-4P5W-IP44
AM3 - 030701 | Network core | 102 | Network Core 2 | APC AR3347 STD 750x1200 | 4.5 | AP8886 | 1 x 32A 400V 3-Phase Primary 1 x 32A 400V 3-Phase Redundant | IEC 309-4P5W-IP44
AM3 - 030701 | Network core | 103 | Network Core 3 | APC AR3347 STD 750x1200 | 4.5 | AP8886 | 1 x 32A 400V 3-Phase Primary 1 x 32A 400V 3-Phase Redundant | IEC 309-4P5W-IP44
AM3 - 030701 | Network core | 104 | Network Core 4 | APC AR3347 STD 750x1200 | 4.5 | AP8886 | 1 x 32A 400V 3-Phase Primary 1 x 32A 400V 3-Phase Redundant | IEC 309-4P5W-IP44
AM3 - 030701 | Security | 105 | Security 1 | APC AR3347 STD 750x1200 | 8 | AP8886 | 1 x 32A 400V 3-Phase Primary 1 x 32A 400V 3-Phase Redundant | IEC 309-4P5W-IP44
AM3 - 030701 | Security | 106 | Security Spare
AM3 - 030701 | Network | 107 | Network Aggregation Rack | APC AR3347 STD 750x1200 | 10 | AP8886 | 1 x 32A 400V 3-Phase Primary 1 x 32A 400V 3-Phase Redundant | IEC 309-4P5W-IP44
AM3 - 030701 | Network | 108 | Network Aggregation Rack | APC AR3347 STD 750x1200 | 10 | AP8886 | 1 x 32A 400V 3-Phase Primary 1 x 32A 400V 3-Phase Redundant | IEC 309-4P5W-IP44
Total predicted power draw for row 100 |  |  |  |  | 46
AM3 - 030701 | Network core | 201 | MAN 1 | APC AR3347 STD 750x1200 | 4.5 | AP8886 | 1 x 32A 400V 3-Phase Primary 1 x 32A 400V 3-Phase Redundant | IEC 309-4P5W-IP44
AM3 - 030701 | Network core | 202 | MAN 2 | APC AR3347 STD 750x1200 | 4.5 | AP8886 | 1 x 32A 400V 3-Phase Primary 1 x 32A 400V 3-Phase Redundant | IEC 309-4P5W-IP44
AM3 - 030701 | Spare | 203
AM3 - 030701 | Spare | 204
AM3 - 030701 | Spare | 205
AM3 - 030701 | Spare | 206
AM3 - 030701 | FY17Q1 Dedicated PAAS P22587 | 207 | Sun Server Rack (36 x X6-2) | Sun II 1242 42U STD 600x1200 | 13 | 6441A | 1 x 32A 400V 3-Phase Primary 1 x 32A 400V 3-Phase Redundant | IEC 309-4P5W-IP44
AM3 - 030701 | FY17Q1 Dedicated PAAS P22587 | 208 | ZFS SA (Config 63) | Sun II 1242 42U STD 600x1200 | 4.5 | 6441A | 1 x 32A 400V 3-Phase Primary 1 x 32A 400V 3-Phase Redundant | IEC 309-4P5W-IP44
AM3 - 030701 | FY17Q1 Dedicated PAAS P22587 | 209 | Sun Server Rack (36 x X6-2) | Sun II 1242 42U STD 600x1200 | 13 | 6441A | 1 x 32A 400V 3-Phase Primary 1 x 32A 400V 3-Phase Redundant | IEC 309-4P5W-IP44
AM3 - 11001 | FY17Q1 Dedicated PAAS P22587 | 210 | ZFS SA (Config 63) | Sun II 1242 42U STD 600x1200 | 4.5 | 6441A | 1 x 32A 400V 3-Phase Primary 1 x 32A 400V 3-Phase Redundant | IEC 309-4P5W-IP44
AM3 - 030701 | FY17Q1 Dedicated PAAS P22587 | 211 | Sun Server Rack (36 x X6-2) | Sun II 1242 42U STD 600x1200 | 13 | 6441A | 1 x 32A 400V 3-Phase Primary 1 x 32A 400V 3-Phase Redundant | IEC 309-4P5W-IP44
| FY17Q1 Dedicated PAAS P22587 | 212 | Sun Server Rack (36 x X6-2) | Sun II 1242 42U STD 600x1200 | 13 | 6441A | 1 x 32A 400V 3-Phase Primary 1 x 32A 400V 3-Phase Redundant | IEC 309-4P5W-IP44
Total predicted power draw for row 100 |  |  |  |  | 70
AM3 - 030701 | FY17Q1 Dedicated PAAS P22651 | 301 | Sun Server Rack (36 x X6-2) | Sun II 1242 42U STD 600x1200 | 13 | 6441A | 1 x 32A 400V 3-Phase Primary 1 x 32A 400V 3-Phase Redundant | IEC 309-4P5W-IP44
AM3 - 030701 | FY17Q1 Dedicated PAAS P22651 | 302 | ZFS SA (Config 63) | Sun II 1242 42U STD 600x1200 | 4.5 | 6441A | 1 x 32A 400V 3-Phase Primary 1 x 32A 400V 3-Phase Redundant | IEC 309-4P5W-IP44
AM3 - 030701 | FY17Q1 Dedicated PAAS P22651 | 303 | Sun Server Rack (36 x X6-2) | Sun II 1242 42U STD 600x1200 | 13 | 6441A | 1 x 32A 400V 3-Phase Primary 1 x 32A 400V 3-Phase Redundant | IEC 309-4P5W-IP44
AM3 - 030701 | FY17Q1 Dedicated PAAS P22651 | 304 | ZFS SA (Config 63) | Sun II 1242 42U STD 600x1200 | 4.5 | 6441A | 1 x 32A 400V 3-Phase Primary 1 x 32A 400V 3-Phase Redundant | IEC 309-4P5W-IP44
AM3 - 030701 | FY17Q1 Dedicated PAAS P22587 | 305 | Sun Server Rack (36 x X6-2) | Sun II 1242 42U STD 600x1200 | 13 | 6441A | 1 x 32A 400V 3-Phase Primary 1 x 32A 400V 3-Phase Redundant | IEC 309-4P5W-IP44
AM3 - 030701 | FY17Q1 Dedicated PAAS P22587 | 306 | ZFS SA (Config 63) | Sun II 1242 42U STD 600x1200 | 4.5 | 6441A | 1 x 32A 400V 3-Phase Primary 1 x 32A 400V 3-Phase Redundant | IEC 309-4P5W-IP44
AM3 - 030701 | FY17Q1 Dedicated PAAS P22587 | 307 | Sun Server Rack (36 x X6-2) | Sun II 1242 42U STD 600x1200 | 13 | 6441A | 1 x 32A 400V 3-Phase Primary 1 x 32A 400V 3-Phase Redundant | IEC 309-4P5W-IP44
AM3 - 030701 | FY17Q1 Dedicated PAAS P22587 | 308 | ZFS SA (Config 63) | Sun II 1242 42U STD 600x1200 | 4.5 | 6441A | 1 x 32A 400V 3-Phase Primary 1 x 32A 400V 3-Phase Redundant | IEC 309-4P5W-IP44
AM3 - 030701 | FY17Q1 Dedicated PAAS P22587 | 309 | Sun Server Rack (36 x X6-2) | Sun II 1242 42U STD 600x1200 | 13 | 6441A | 1 x 32A 400V 3-Phase Primary 1 x 32A 400V 3-Phase Redundant | IEC 309-4P5W-IP44
AM3 - 030701 | FY17Q1 Dedicated PAAS P22587 | 310 | ZFS SA (Config 63) | Sun II 1242 42U STD 600x1200 | 4.5 | 6441A | 1 x 32A 400V 3-Phase Primary 1 x 32A 400V 3-Phase Redundant | IEC 309-4P5W-IP44
AM3 - 030701 | FY17Q1 Dedicated PAAS P22587 | 311 | Sun Server Rack (36 x X6-2) | Sun II 1242 42U STD 600x1200 | 13 | 6441A | 1 x 32A 400V 3-Phase Primary 1 x 32A 400V 3-Phase Redundant | IEC 309-4P5W-IP44
AM3 - 030701 | FY17Q1 Dedicated PAAS P22587 | 312 | Sun Server Rack (36 x X6-2) | Sun II 1242 42U STD 600x1200 | 13 | 6441A | 1 x 32A 400V 3-Phase Primary 1 x 32A 400V 3-Phase Redundant | IEC 309-4P5W-IP44
Total predicted power draw for row 300 |  |  |  |  | 113.5
AM3 - 030701 | Network Agg rack | 401 | Network Aggregation Rack | APC AR3347 STD 750x1200 | 10 | AP8886 | 1 x 32A 400V 3-Phase Primary 1 x 32A 400V 3-Phase Redundant | IEC 309-4P5W-IP44
AM3 - 030701 | Network Agg rack | 402 | Network Aggregation Rack | APC AR3347 STD 750x1200 | 10 | AP8886 | 1 x 32A 400V 3-Phase Primary 1 x 32A 400V 3-Phase Redundant | IEC 309-4P5W-IP44
AM3 - 030701 | FY17Q1 Dedicated PAAS P22651 | 403 | Sun Server Rack (36 x X6-2) | Sun II 1242 42U STD 600x1200 | 13 | 6441A | 1 x 32A 400V 3-Phase Primary 1 x 32A 400V 3-Phase Redundant | IEC 309-4P5W-IP44
AM3 - 030701 | FY17Q1 Dedicated PAAS P22651 | 404 | ZFS SA (Config 63) | Sun II 1242 42U STD 600x1200 | 4.5 | 6441A | 1 x 32A 400V 3-Phase Primary 1 x 32A 400V 3-Phase Redundant | IEC 309-4P5W-IP44
AM3 - 030701 | FY17Q1 Dedicated PAAS P22651 | 405 | Sun Server Rack (36 x X6-2) | Sun II 1242 42U STD 600x1200 | 13 | 6441A | 1 x 32A 400V 3-Phase Primary 1 x 32A 400V 3-Phase Redundant | IEC 309-4P5W-IP44
AM3 - 030701 | FY17Q1 Dedicated PAAS P22651 | 406 | ZFS SA (Config 63) | Sun II 1242 42U STD 600x1200 | 4.5 | 6441A | 1 x 32A 400V 3-Phase Primary 1 x 32A 400V 3-Phase Redundant | IEC 309-4P5W-IP44
AM3 - 030701 | FY17Q1 Dedicated PAAS P22651 | 407 | Sun Server Rack (36 x X6-2) | Sun II 1242 42U STD 600x1200 | 13 | 6441A | 1 x 32A 400V 3-Phase Primary 1 x 32A 400V 3-Phase Redundant | IEC 309-4P5W-IP44
AM3 - 030701 | FY17Q1 Dedicated PAAS P22651 | 408 | Sun Server Rack (36 x X6-2) | Sun II 1242 42U STD 600x1200 | 13 | 6441A | 1 x 32A 400V 3-Phase Primary 1 x 32A 400V 3-Phase Redundant | IEC 309-4P5W-IP44
Total predicted power draw for row 300 |  |  |  |  | 81
AM3 - 030701 | Network Agg rack | 501 | Network Aggregation Rack | APC AR3347 STD 750x1200 | 10 | AP8886 | 1 x 32A 400V 3-Phase Primary 1 x 32A 400V 3-Phase Redundant | IEC 309-4P5W-IP44
AM3 - 030701 | Network Agg rack | 502 | Network Aggregation Rack | APC AR3347 STD 750x1200 | 10 | AP8886 | 1 x 32A 400V 3-Phase Primary 1 x 32A 400V 3-Phase Redundant | IEC 309-4P5W-IP44
AM3 - 030701 | FY17Q1 BDA P22667 | 503 | ZFS SA (Config 71) | Sun II 1242 42U STD 600x1200 | 5 | 6441A | 1 x 32A 400V 3-Phase Primary 1 x 32A 400V 3-Phase Redundant | IEC 309-4P5W-IP44
AM3 - 030701 | FY17Q1 BDA P22667 | 504 | BDA | Sun II 1242 42U STD 600x1200 | 8 | 6441A | 1 x 32A 400V 3-Phase Primary 1 x 32A 400V 3-Phase Redundant | IEC 309-4P5W-IP44
AM3 - 030701 | FY17Q1 BDA P22667 | 505 | BDA | Sun II 1242 42U STD 600x1200 | 8 | 6441A | 1 x 32A 400V 3-Phase Primary 1 x 32A 400V 3-Phase Redundant | IEC 309-4P5W-IP44
AM3 - 030701 | FY17Q1 BDA P22667 | 506 | BDA | Sun II 1242 42U STD 600x1200 | 8 | 6441A | 1 x 32A 400V 3-Phase Primary 1 x 32A 400V 3-Phase Redundant | IEC 309-4P5W-IP44
AM3 - 030701 | FY17Q1 BDA P22667 | 507 | BDA | Sun II 1242 42U STD 600x1200 | 8 | 6441A | 1 x 32A 400V 3-Phase Primary 1 x 32A 400V 3-Phase Redundant | IEC 309-4P5W-IP44
AM3 - 030701 | FY17Q1 BDA P22667 | 508 | BDA | Sun II 1242 42U STD 600x1200 | 8 | 6441A | 1 x 32A 400V 3-Phase Primary 1 x 32A 400V 3-Phase Redundant | IEC 309-4P5W-IP44
AM3 - 030701 | FY17Q1 BDA P22667 | 509 | Exadata x5-2 | Sun II 1242 42U STD 600x1200 | 10 | 6441A | 2 x 32A 400V 3-Phase Primary 2 x 32A 400V 3-Phase Redundant | IEC 309-4P5W-IP44
Total predicted power draw for row 300 |  |  |  |  | 75
|  |  |  | Total: | 385.5
|  |  | Available | 800 | 414.5
|  |  | Cabs worth of space based on power |  | 51.8125
[6 empty] | # of lines | Circuits | Total Circuits Needed
[6 empty] | 0 | 2 x 32A 400V 3-Phase Primary 2 x 32A 400V 3-Phase Redundant | 0
[6 empty] | 27 | 1 x 32A 400V 3-Phase Primary 1 x 32A 400V 3-Phase Redundant | 54
[6 empty] | 0 | 1 x 16A 400V 3-Phase Primary 1 x 16A 400V 3-Phase Redundant | 0
[6 empty] | 0 | 1 x 32A 230V Single-Phase Primary 1 x 32A 230V Single-Phase Redundant | 0
27

## AM3-Rack Elevation
[6 empty] | z101 PP 8RU |  |  |  | z102 PP 8RU |  |  |  |  | z103 PP 8RU |  |  |  |  | z104 PP 8RU |  |  |  |  | z105 |  |  |  | z106 |  |  |  |  | z107 |  |  |  |  | z108
[6 empty] | RU | F/R | Overhead Patch Panels |  | RU | F/R | Overhead Patch Panels |  |  | RU | F/R | Overhead Patch Panels |  |  | RU | F/R | Overhead Patch Panels |  |  | RU | F/R | Overhead Patch Panels |  | RU | F/R | Overhead Patch Panels |  |  | RU | F/R | Overhead Patch Panels |  |  | RU | F/R | Overhead Patch Panels
[6 empty] | OH - U8 |  |  |  | OH - U8 |  |  |  |  | OH - U8 |  |  |  |  | OH - U8 |  |  |  |  | OH - U8 |  |  |  | OH - U8 |  |  |  |  | OH - U8 |  |  |  |  | OH - U8
[6 empty] | OH - U7 |  |  |  | OH - U7 |  |  |  |  | OH - U7 |  |  |  |  | OH - U7 |  |  |  |  | OH - U7 |  |  |  | OH - U7 |  |  |  |  | OH - U7 |  |  |  |  | OH - U7
[6 empty] | OH - U6 |  |  |  | OH - U6 |  |  |  |  | OH - U6 |  |  |  |  | OH - U6 |  |  |  |  | OH - U6 |  |  |  | OH - U6 |  |  |  |  | OH - U6 |  |  |  |  | OH - U6
[6 empty] | OH - U5 |  |  |  | OH - U5 |  |  |  |  | OH - U5 |  |  |  |  | OH - U5 |  |  |  |  | OH - U5 |  |  |  | OH - U5 |  |  |  |  | OH - U5 | R | 4Port MM fibre - z105 | 12 Port Copper - z105 |  | OH - U5
[6 empty] | OH - U4 |  |  |  | OH - U4 |  |  |  |  | OH - U4 |  |  |  |  | OH - U4 |  |  |  |  | OH - U4 | R | 12 Port MM Fibre 4P => z501 u4 | 24 Port Copper - 8p =>z501 u4 | OH - U4 |  |  |  |  | OH - U4 | R | 48 Port Copper - z108 U4 |  |  | OH - U4 | R | 48 Port Copper - z107 U4
[6 empty] | OH - U3 |  |  |  | OH - U3 |  |  |  |  | OH - U3 |  |  |  |  | OH - U3 |  |  |  |  | OH - U3 | R | 12 Port MM Fibre 4P => z107 u5¦ 4p=>z401 u5 | 24 Port Copper - 12p =>z105 u5 ¦ 12p=>401 u5 | OH - U3 |  |  |  |  | OH - U3 | R | 48 Port LC Duplex Fibre - z108 U3 |  |  | OH - U3 | R | 48 Port LC Duplex Fibre - z107 U3
[6 empty] | OH - U2 |  |  |  | OH - U2 |  |  |  |  | OH - U2 |  |  |  |  | OH - U2 |  |  |  |  | OH - U2 | R | 24 Port LC Multimode Fibre - R201 RU47 | 24 Port LC Multimode Fibre - R202 RU47 | OH - U2 | R | 24 Port LC Multimode Fibre - R201 RU47 | 24 Port LC Multimode Fibre - R202 RU47 |  | OH - U2 | R | 24 Port LC Duplex Fibre - R104 RU47 |  |  | OH - U2 | R | 24 Port LC Duplex Fibre - R104 RU47
[6 empty] | OH - U1 | R | 48 Port LC Duplex Fibre - c5r201 RU48 |  | OH - U1 | R | 48 Port LC Single Mode Fibre - Cage 11001 z102 U2 cage 4 |  |  | OH - U1 | R | 48 Port LC Duplex Fibre - c5r202 RU48 |  |  | OH - U1 | R | 48 Port LC Single Mode Fibre - Cage 11001 z104 U2 (cage4) |  |  | OH - U1 | R | 24 Port LC Multimode Fibre - R102 RU48 | 24 Port LC Multimode Fibre - R104 RU48 | OH - U1 | R | 24 Port LC Multimode Fibre - R102 RU48 | 24 Port LC Multimode Fibre - R104 RU48 |  | OH - U1 | R | 24 Port LC Duplex Fibre - R102 RU47 |  |  | OH - U1 | R | 24 Port LC Duplex Fibre - R102 RU47
[6 empty] | C5r101 - Network CORE 1 |  |  |  | C5r102 - Network CORE 2 |  |  |  |  | C5r103 - Network CORE 3 |  |  |  |  | C5R104 Network CORE 4 |  |  |  |  | C5R105 Security Product Rack |  |  |  | C5R106 Security core Rack |  |  |  |  | C5R107 - 1A - Agg - (nmPaaS) |  |  |  |  | C5R108 - 1B - Agg - (nmPaaS)
[6 empty] | Serial # APC AR3347 Rack (750mm wide) |  |  |  | Serial # APC AR3347 Rack (750mm wide) |  |  |  |  | Serial # APC AR3347 Rack (750mm wide) |  |  |  |  | Serial # APC AR3347 Rack (750mm wide) |  |  |  |  | Serial # PC AR3347 Rack (750mm wide) |  |  |  | Serial # PC AR3347 Rack (750mm wide) |  |  |  |  | Serial # |  |  |  |  | Serial #
[6 empty] | RU | F/R | DEVICE | HOSTNAME | RU | F/R | DEVICE | HOSTNAME |  | RU | F/R | DEVICE | HOSTNAME |  | RU | F/R | DEVICE | HOSTNAME |  | RU | F/R | DEVICE |  | RU | F/R | DEVICE |  |  | RU |  | DEVICE | HOSTNAME |  | RU |  | DEVICE | HOSTNAME
[6 empty] | 48 | F | 48 Port LC Duplex Fibre - z501 RU1 |  | 48 | F | 24 Port LC Duplex Fibre - z105 U01 | 24 Port LC Duplex Fibre - z106 U01 |  | 48 | F | 48 Port LC Duplex Fibre - z501 RU2 |  |  | 48 | F | 24 Port LC Duplex Fibre - z105 U01 | 24 Port LC Duplex Fibre - z106 U01 |  | 48 | R | Cisco 2348 FEX | [site]-sec-sw-xx | 48 | R | Cisco 2348 FEX | [site]-sec-sw-xx | z1 | 48 | F | 24p LC Fibre - z207 | 8p Copper - z207 | z3 | 48 | F | 24p LC Fibre - z307 | 8p Copper - z307
[6 empty] | 47 | F | 48 Port LC Duplex Fibre - z502 RU1 |  | 47 | F | 24 Port LC Duplex Fibre - z107 RU1 | 24 Port LC Duplex Fibre - z108 RU1 | Dedicated | 47 | F | 48 Port LC Duplex Fibre - z502 RU2 |  |  | 47 | F | 24 Port LC Duplex Fibre - z107 RU2 | 24 Port LC Duplex Fibre - z108 RU2 | Dedicated | 47 |  | Horizontal Cable Organizers |  | 47 |  | Horizontal Cable Organizers |  |  | 47 |  |  |  | z3 | 47 | F | 24p LC Fibre - z305 | 8p Copper - z305
[6 empty] | 46 | F | 6 Port LC SM Fibre - z501 U3 |  | 46 | F | 24 Port LC Duplex Fibre - z401 RU1 | 24 Port LC Duplex Fibre - z402 RU1 | Dedicated | 46 | F | 6 Port LC SM Fibre - z502 U3 |  |  | 46 | F | 24 Port LC Duplex Fibre - z401 RU2 | 24 Port LC Duplex Fibre - z402 RU2 | Dedicated | 46 | F | Cisco 2348 FEX | [site]-sec-sw-xx | 46 | F | Cisco 2348 FEX | [site]-sec-sw-xx | admin | 46 | F | 24p LC Fibre - z312 | 8p Copper - z312 | admin | 46 | F | 24p LC Fibre - z309 | 8p Copper - z309
[6 empty] | 45 | F |  |  | 45 | F |  |  |  | 45 | F |  |  |  | 45 | F |  |  |  | 45 |  | Horizontal Cable Organizers |  | 45 |  | Horizontal Cable Organizers |  | z2 | 45 | F | 24p LC Fibre - z209 | 8p Copper - z209 | z4 | 45 | F | 24p LC Fibre - z311 | 8p Copper - z311
[6 empty] | 44 | F |  |  | 44 | F |  |  |  | 44 | F |  |  |  | 44 | F |  |  |  | 44 | F | Blanking Panel |  | 44 | F | Blanking Panel |  |  | 44 |  |  |  |  | 44
[6 empty] | 43 | F |  |  | 43 | F |  |  |  | 43 | F |  |  |  | 43 | F |  |  |  | 43 | F | Blanking Panel |  | 43 | F | Blanking Panel |  | z1 | 43 | F | 24p LC Fibre - z208 | 8p Copper - z208 | z3 | 43 | F | 24p LC Fibre - z308 | 8p Copper - z308
[6 empty] | 42 | F |  |  | 42 | F |  |  |  | 42 | F |  |  | ` | 42 | F |  |  |  | 42 | F | Blanking Panel |  | 42 | F | Blanking Panel |  |  | 42 |  |  |  | z3 | 42 | F | 24p LC Fibre - z306 | 8p Copper - z306
[6 empty] | 41 | F |  |  | 41 | F |  |  |  | 41 | F |  |  |  | 41 | F |  |  |  | 41 | F | Blanking Panel |  | 41 | F | Blanking Panel |  | z2 | 41 | F | 24p LC Fibre - z210 | 8p Copper - z210 | z4 | 41 | F | 24p LC Fibre - z310 | 8p Copper - z310
[6 empty] | 40 | F |  |  | 40 | F |  |  |  | 40 | F |  |  |  | 40 | F |  |  |  | 40 |  | Avocent Serial Console | [site]-sec-kvm-01 | 40 |  | Avocent Serial Console | [site]-sec-kvm-01 |  | 40 | F |  |  | z4 | 40 | F
[6 empty] | 39 | F |  |  | 39 | F |  |  |  | 39 | F |  |  |  | 39 | F |  |  |  | 39 | F | Horizontal Cable Organizers |  | 39 | F | Horizontal Cable Organizers |  |  | 39 | F |  |  |  | 39 | F
[6 empty] | 38 | F |  |  | 38 | F |  |  |  | 38 | F |  |  |  | 38 | F |  |  |  | 38 |  | Blanking Panel |  | 38 |  | Blanking Panel |  |  | 38 | F |  |  |  | 38 | F
[6 empty] | 37 | F |  |  | 37 | F |  |  |  | 37 | F |  |  |  | 37 | F |  |  |  | 37 | F | Blanking Panel |  | 37 | F | Blanking Panel |  |  | 37 | F |  |  |  | 37 | F
[6 empty] | 36 | F |  |  | 36 | F |  |  |  | 36 | F |  |  |  | 36 | F |  |  |  | 36 |  | Blanking Panel |  | 36 |  | Blanking Panel |  |  | 36 | F |  |  |  | 36 | F
[6 empty] | 35 | F |  |  | 35 | F |  |  |  | 35 | F |  |  |  | 35 | F |  |  |  | 35 | F | Blanking Panel |  | 35 | F | Blanking Panel |  |  | 35 | F |  |  |  | 35 | F
[6 empty] | 34 | F |  |  | 34 | F |  |  |  | 34 | F |  |  |  | 34 | F |  |  |  | 34 |  | Sourcefire 8350 | [site]-dpc-ids-xx | 34 |  | Sourcefire 8350 | [site]-dpc-ids-xx |  | 34 | F | Cable Mgr |  |  | 34 | F | Cable Mgr
[6 empty] | 33 | F |  |  | 33 | F |  |  |  | 33 | F |  |  |  | 33 | F |  |  |  | 33 | F |  |  | 33 | F |  |  |  | 33 | F | Juniper SRX5800 | am3-dc-fw-1a |  | 33 | F | Juniper SRX5800 | am3-dc-fw-1b
[6 empty] | 32 | F |  |  | 32 | F |  |  |  | 32 | F |  |  |  | 32 | F |  |  |  | 32 |  | Blanking Panel |  | 32 |  | Blanking Panel |  |  | 32 | F |  |  |  | 32 | F
[6 empty] | 31 | F |  |  | 31 | F |  |  |  | 31 | F |  |  |  | 31 | F |  |  |  | 31 |  | Qualys | [site]-dpc-scan-xx | 31 |  | Qualys | [site]-dpc-scan-xx |  | 31 | F |  |  |  | 31 | F
[6 empty] | 30 | F |  |  | 30 | F |  |  |  | 30 | F |  |  |  | 30 | F |  |  |  | 30 |  | Qualys | [site]-dpc-scan-xx | 30 |  | Qualys | [site]-dpc-scan-xx |  | 30 | F |  |  |  | 30 | F
[6 empty] | 29 | F |  |  | 29 | F |  |  |  | 29 | F |  |  |  | 29 | F |  |  |  | 29 |  | Sun server | [site]-dpc-vm-xx | 29 |  | Sun server | [site]-dpc-vm-xx |  | 29 | F |  |  |  | 29 | F
[6 empty] | 28 | F |  |  | 28 | F |  |  |  | 28 | F |  |  |  | 28 | F |  |  |  | 28 |  | Sun server | [site]-dpc-vm-xx | 28 |  | Sun server | [site]-dpc-vm-xx |  | 28 | F |  |  |  | 28 | F
[6 empty] | 27 | F | Cisco Nexus 6001P | am3-opc-dist-7 | 27 | F |  |  |  | 27 | F | Cisco Nexus 6001P | am3-opc-dist-8 |  | 27 | F |  |  |  | 27 |  | Sun server | [site]-dpc-vm-xx | 27 |  | Sun server | [site]-dpc-vm-xx |  | 27 | F |  |  |  | 27 | F
[6 empty] | 26 | F |  |  | 26 | F |  |  |  | 26 | F |  |  |  | 26 | F |  |  |  | 26 |  | Sun server | [site]-dpc-vm-xx | 26 |  | Sun server | [site]-dpc-vm-xx |  | 26 | F |  |  |  | 26 | F
[6 empty] | 25 | F | Juniper MX960 | am3-core-rtr-5 | 25 | F |  |  |  | 25 | F | Juniper MX960 | am3-core-rtr-6 |  | 25 | F |  |  |  | 25 |  | Horizontal Cable Organizers |  | 25 |  | Horizontal Cable Organizers |  |  | 25 | F |  |  |  | 25 | F
[6 empty] | 24 | F |  |  | 24 | F |  |  |  | 24 | F |  |  |  | 24 | F |  |  |  | 24 |  | Blanking Panel |  | 24 |  | Blanking Panel |  |  | 24 | F |  |  |  | 24 | F
[6 empty] | 23 | F |  |  | 23 | F |  |  |  | 23 | F |  |  |  | 23 | F |  |  |  | 23 |  | Blanking Panel |  | 23 |  | Blanking Panel |  |  | 23 | F |  |  |  | 23 | F
[6 empty] | 22 | F |  |  | 22 | F |  |  |  | 22 | F |  |  |  | 22 | F |  |  |  | 22 |  | Sourcefire 8350 | [site]-dpc-ids-xx | 22 |  | Sourcefire 8350 | [site]-dpc-ids-xx |  | 22 | F |  |  |  | 22 | F
[6 empty] | 21 | F |  |  | 21 | F |  |  |  | 21 | F |  |  |  | 21 | F |  |  |  | 21 |  |  |  | 21 |  |  |  |  | 21 | F |  |  |  | 21 | F
[6 empty] | 20 | F |  |  | 20 | F |  |  |  | 20 | F |  |  |  | 20 | F |  |  |  | 20 |  | Blanking Panel |  | 20 |  | Blanking Panel |  |  | 20 | F |  |  |  | 20 | F
[6 empty] | 19 | F |  |  | 19 | F |  |  |  | 19 | F |  |  |  | 19 | F |  |  |  | 19 |  | Qualys | [site]-dpc-scan-xx | 19 |  | Qualys | [site]-dpc-scan-xx |  | 19 | F |  |  |  | 19 | F
[6 empty] | 18 | F |  |  | 18 | F |  |  |  | 18 | F |  |  |  | 18 | F |  |  |  | 18 |  | Qualys | [site]-dpc-scan-xx | 18 |  | Qualys | [site]-dpc-scan-xx |  | 18 | F |  |  |  | 18 | F
[6 empty] | 17 | F |  |  | 17 | F |  |  |  | 17 | F |  |  |  | 17 | F |  |  |  | 17 |  | Sun server | [site]-dpc-vm-xx | 17 |  | Sun server | [site]-dpc-vm-xx |  | 17 | F | Cable Mgr |  |  | 17 | F | Cable Mgr
[6 empty] | 16 | F |  |  | 16 | F |  |  |  | 16 | F |  |  |  | 16 | F |  |  |  | 16 | F | Sun server | [site]-dpc-vm-xx | 16 | F | Sun server | [site]-dpc-vm-xx |  | 16 | F | NetOptics Director |  |  | 16 | F | NetOptics Director
[6 empty] | 15 | F |  |  | 15 | F |  |  |  | 15 | F |  |  |  | 15 | F |  |  |  | 15 |  | Sun server | [site]-dpc-vm-xx | 15 |  | Sun server | [site]-dpc-vm-xx |  | 15 | F | Cable Mgr |  |  | 15 | F | Cable Mgr
[6 empty] | 14 | F |  |  | 14 | F |  |  |  | 14 | F |  |  |  | 14 | F |  |  |  | 14 | F | Sun server | [site]-dpc-vm-xx | 14 | F | Sun server | [site]-dpc-vm-xx |  | 14 | F | NetOptics Taps |  |  | 14 | F | NetOptics Taps
[6 empty] | 13 | F |  |  | 13 | F |  |  |  | 13 | F |  |  |  | 13 | F |  |  |  | 13 | F | Horizontal Cable Organizers |  | 13 | F | Horizontal Cable Organizers |  |  | 13 | F | Cable Mgr |  |  | 13 | F | Cable Mgr
[6 empty] | 12 | F |  |  | 12 | F |  |  |  | 12 | F |  |  |  | 12 | F |  |  |  | 12 | F | Blanking Panel |  | 12 | F | Blanking Panel |  |  | 12 | F | Cisco Nexus 5672 | am3-dc-c5r107-acc-2 |  | 12 | F | Cisco Nexus 5672 | am3-dc-c5r108-acc-2
[6 empty] | 11 | F |  |  | 11 | F |  |  |  | 11 | F |  |  |  | 11 | F |  |  |  | 11 | F | Blanking Panel |  | 11 | F | Blanking Panel |  |  | 11 | F | Cable Mgr |  |  | 11 | F | Cable Mgr
[6 empty] | 10 | F |  |  | 10 | F |  |  |  | 10 | F |  |  |  | 10 | F |  |  |  | 10 |  | Sourcefire 8350 | [site]-dpc-ids-xx | 10 |  | Sourcefire 8350 | [site]-dpc-ids-xx |  | 10 | F | Cisco Nexus 5672 | am3-dc-c5r107-acc-1 |  | 10 | F | Cisco Nexus 5672 | am3-dc-c5r108-acc-1
[6 empty] | 9 | F |  |  | 9 | F |  |  |  | 9 | F |  |  |  | 9 | F |  |  |  | 9 |  |  |  | 9 |  |  |  |  | 9 | F | Cable Mgr |  |  | 9 | F | Cable Mgr
[6 empty] | 8 | F |  |  | 8 | F |  |  |  | 8 | F |  |  |  | 8 | F |  |  |  | 8 |  | Blanking Panel |  | 8 |  | Blanking Panel |  |  | 8 | F | Cisco Nexus 6001P | am3-dc-c5r107-agg-2 |  | 8 | F | Cisco Nexus 6001P | am3-dc-c5r108-agg-2
[6 empty] | 7 | F |  |  | 7 | F |  |  |  | 7 | F |  |  |  | 7 | F |  |  |  | 7 | F | Qualys | [site]-dpc-scan-xx | 7 | F | Qualys | [site]-dpc-scan-xx |  | 7 | F | Cable Mgr |  |  | 7 | F | Cable Mgr
[6 empty] | 6 | F |  |  | 6 | F |  |  |  | 6 | F |  |  |  | 6 | F |  |  |  | 6 | F | Qualys | [site]-dpc-scan-xx | 6 | F | Qualys | [site]-dpc-scan-xx |  | 6 | F | Cisco Nexus 6001P | am3-dc-c5r107-agg-1 |  | 6 | F | Cisco Nexus 6001P | am3-dc-c5r108-agg-1
[6 empty] | 5 | F |  |  | 5 | F |  |  |  | 5 | F |  |  |  | 5 | F |  |  |  | 5 | F | Sun server | [site]-dpc-vm-xx | 5 | F | Sun server | [site]-dpc-vm-xx |  | 5 | F | Cable Mgr |  |  | 5 | F | Cable Mgr
[6 empty] | 4 | F | Cisco Nexus 6001P | am3-oob-dist-5 | 4 | F |  |  |  | 4 | F | Cisco Nexus 6001P | am3-oob-dist-6 |  | 4 | F |  |  |  | 4 |  | Sun server | [site]-dpc-vm-xx | 4 |  | Sun server | [site]-dpc-vm-xx |  | 4 | F | Cisco Nexus 6001 | am3-oob-c5r107-agg-1 |  | 4 | F | Cisco Nexus 6001 | am3-oob-c5r108-agg-1
[6 empty] | 3 | F | Cable Mgr |  | 3 | F |  |  |  | 3 | F | Cable Mgr |  |  | 3 | F |  |  |  | 3 | F | Sun server | [site]-dpc-vm-xx | 3 | F | Sun server | [site]-dpc-vm-xx |  | 3 | F | Cable Mgr |  |  | 3 | F | Cable Mgr
[6 empty] | 2 | F | Avocent 48 Port Cyclade | am3-oob-c5r101-ts-1 | 2 | F |  |  |  | 2 | F | Avocent 48 Port Cyclade | am3-oob-c5r103-ts-1 |  | 2 | F |  |  |  | 2 | F | Sun server | [site]-dpc-vm-xx | 2 | F | Sun server | [site]-dpc-vm-xx |  | 2 | F | Avocent 48 Port Cyclade | am3-oob-c5r107-ts-1 |  | 2 | F | Cisco Nexus 2248TM-E | am3-oob-c5r108-agg-1-100d
[6 empty] | 1 | F | Cable Mgr |  | 1 | F |  |  |  | 1 | F | Cable Mgr |  |  | 1 | F |  |  |  | 1 | F |  |  | 1 | F |  |  |  | 1 | F | Cable Mgr |  |  | 1 | F | Cable Mgr
[6 empty] | 0b | R | PDU AP8886 | 32Amp 3-Phase High Voltage | 0b | R | PDU AP8886 | 32Amp 3-Phase High Voltage |  | 0b | R | PDU AP8886 | 32Amp 3-Phase High Voltage |  | 0b | R | PDU AP8886 | 32Amp 3-Phase High Voltage |  | 0b | R | PDU AP8886 | 32Amp 3-Phase High Voltage | 0b | R | PDU AP8886 | 32Amp 3-Phase High Voltage |  | 0b |  | PDU |  |  | 0b |  | PDU
[6 empty] | 0a | R | PDU AP8886 | 32Amp 3-Phase High Voltage | 0a | R | PDU AP8886 | 32Amp 3-Phase High Voltage |  | 0a | R | PDU AP8886 | 32Amp 3-Phase High Voltage |  | 0a | R | PDU AP8886 | 32Amp 3-Phase High Voltage |  | 0a | R | PDU AP8886 | 32Amp 3-Phase High Voltage | 0a | R | PDU AP8886 | 32Amp 3-Phase High Voltage |  | 0a |  | PDU |  |  | 0a |  | PDU
FY17Q1 PAAS Dedicated Compute P22587
| z201 PP 8RU |  |  |  |  | z202 PP 8RU |  |  |  | z203 |  |  |  |  | z204 |  |  |  |  | z205 |  |  |  |  | z206 |  |  |  | z207 |  |  |  |  | z208 |  |  |  |  | z209 |  |  |  | z210
| RU | F/R | Overhead Patch Panels |  |  | RU | F/R | Overhead Patch Panels |  | RU | F/R | Overhead Patch Panels |  |  | RU | F/R | Overhead Patch Panels |  |  | RU | F/R | Overhead Patch Panels |  |  | RU | F/R | Overhead Patch Panels |  | RU | F/R | Overhead Patch Panels |  |  | RU | F/R | Overhead Patch Panels |  |  | RU | F/R | Overhead Patch Panels |  | RU | F/R | Overhead Patch Panels
| OH - U8 |  |  |  |  | OH - U8 |  |  |  | OH - U8 |  |  |  |  | OH - U8 |  |  |  |  | OH - U8 |  |  |  |  | OH - U8 |  |  |  | U4 |  |  |  |  | U4 |  |  |  |  | U4 |  |  |  | U4
| OH - U7 |  |  |  |  | OH - U7 |  |  |  | OH - U7 |  |  |  |  | OH - U7 |  |  |  |  | OH - U7 |  |  |  |  | OH - U7 |  |  |  | U3 |  |  |  |  | U3 |  |  |  |  | U3 |  |  |  | U3
| OH - U6 |  |  |  |  | OH - U6 |  |  |  | OH - U6 |  |  |  |  | OH - U6 |  |  |  |  | OH - U6 |  |  |  |  | OH - U6 |  |  |  | U2 |  |  |  |  | U2 |  |  |  |  | U2 |  |  |  | U2
| OH - U5 |  |  |  |  | OH - U5 |  |  |  | OH - U5 |  |  |  |  | OH - U5 |  |  |  |  | OH - U5 |  |  |  |  | OH - U5 |  |  |  | U1 | R | 24p LC Fibre - r107 u48 | 8p Copper - r107 u48 |  | U1 | R | 24p LC Fibre - r107 u43 | 8p Copper - r107 u43 |  | U1 | R | 24p LC Fibre - r107 u45 | 8p Copper - r107 u45 | U1 | R | 24p LC Fibre - r107 u41 | 8p Copper - r107 u41
| OH - U4 |  |  |  |  | OH - U4 |  |  |  | OH - U4 |  |  |  |  | OH - U4 |  |  |  |  | OH - U4 |  |  |  |  | OH - U4
| OH - U3 |  |  |  |  | OH - U3 |  |  |  | OH - U3 |  |  |  |  | OH - U3 |  |  |  |  | OH - U3 |  |  |  |  | OH - U3
| OH - U2 |  |  |  |  | OH - U2 |  |  |  | OH - U2 |  |  |  |  | OH - U2 |  |  |  |  | OH - U2 |  |  |  |  | OH - U2
| OH - U1 |  |  |  |  | OH - U1 |  |  |  | OH - U1 |  |  |  |  | OH - U1 |  |  |  |  | OH - U1 |  |  |  |  | OH - U1
| C5R201 - Network MAN 1 (Touch down) |  |  |  |  | C5R202 - Network MAN 2 (Touch down) |  |  |  | C5R203 - Spare Network 1 |  |  |  |  | C5R204 - Spare Network 2 |  |  |  |  | C5R205 - Spare Security #3 |  |  |  |  | C5R206 - Spare Security #2
| Serial # APC AR3347 Rack (750mm wide) |  |  |  |  | Serial # APC AR3347 Rack (750mm wide) |  |  |  | Serial # APC AR3347 Rack (750mm wide) |  |  |  |  | Serial # APC AR3347 Rack (750mm wide) |  |  |  |  | Serial # APC AR3347 Rack (750mm wide) |  |  |  |  | Serial # APC AR3347 Rack (750mm wide)
| RU | F/R | DEVICE | HOSTNAME |  | RU | F/R | DEVICE | HOSTNAME | RU |  | DEVICE | HOSTNAME |  | RU |  | DEVICE | HOSTNAME |  | RU | F/R | DEVICE | HOSTNAME |  | RU | F/R | DEVICE | HOSTNAME
| 48 | F | 24 Port LC Multi Mode Fibre - z101 U01 | CORE 1 |  | 48 | F | 24 Port LC MultiMode Fibre - z103 U01 | CORE 3 | 48 |  |  |  |  | 48 |  |  |  |  | 48 | F |  |  |  | 48 | F
| 47 | F | 24 Port LC Duplex Fibre - z105 U02 | 24 Port LC Duplex Fibre - z106 U02 |  | 47 | F | 24 Port LC Duplex Fibre - z105 U02 | 24 Port LC Duplex Fibre - z106 U02 | 47 |  |  |  |  | 47 |  |  |  |  | 47 | F |  |  |  | 47 | F
| 46 | F |  |  |  | 46 | F |  |  | 46 |  |  |  |  | 46 |  |  |  |  | 46 | F |  |  |  | 46 | F
| 45 | F |  |  |  | 45 | F |  |  | 45 |  |  |  |  | 45 |  |  |  |  | 45 | F |  |  |  | 45 | F |  |  | C5R207 - Compute - GUEST - Dedicated |  |  |  |  | C5R208 - ZS 4-4 - Config 71 |  |  |  |  | C5R209 - Compute - GUEST - Dedicated |  |  |  | C5R210 - ZS 4-4 - Config 71
| 44 | F |  |  |  | 44 | F |  |  | 44 |  |  |  |  | 44 |  |  |  |  | 44 | F |  |  |  | 44 | F |  |  | Serial # |  |  |  |  | Serial # |  |  |  |  | Serial # |  |  |  | Serial #
| 43 | F |  |  |  | 43 | F |  |  | 43 |  |  |  |  | 43 |  |  |  |  | 43 | F |  |  |  | 43 | F |  |  | RU | F/R | DEVICE | HOSTNAME |  | RU | F/R | DEVICE | HOSTNAME |  | RU | F/R | DEVICE | HOSTNAME | RU | F/R | DEVICE | HOSTNAME
| 42 | F |  |  |  | 42 | F |  |  | 42 |  |  |  |  | 42 |  |  |  |  | 42 | F |  |  |  | 42 | F |  |  | 42 |  | Sun X5-2 PAAS Standard |  |  | 42 |  |  |  |  | RU | F/R | DEVICE | HOSTNAME | 42
| 41 | F |  |  |  | 41 | F |  |  | 41 |  |  |  |  | 41 |  |  |  |  | 41 | F |  |  |  | 41 | F |  |  | 41 |  | Sun X5-2 PAAS Standard |  |  | 41 |  | Storage Shelf |  |  | 42 |  | Sun X5-2 PAAS Standard |  | 41 |  | Storage Shelf
| 40 | F |  |  |  | 40 | F |  |  | 40 |  |  |  |  | 40 |  |  |  |  | 40 | F |  |  |  | 40 | F |  |  | 40 |  | Sun X5-2 PAAS Standard |  |  | 40 |  |  |  |  | 41 |  | Sun X5-2 PAAS Standard |  | 40
| 39 | F |  |  |  | 39 | F |  |  | 39 |  |  |  |  | 39 |  |  |  |  | 39 | F |  |  |  | 39 | F |  |  | 39 |  | Sun X5-2 PAAS Standard |  |  | 39 |  |  |  |  | 40 |  | Sun X5-2 PAAS Standard |  | 39
| 38 | F |  |  |  | 38 | F |  |  | 38 |  |  |  |  | 38 |  |  |  |  | 38 | F |  |  |  | 38 | F |  |  | 38 |  | Sun X5-2 PAAS Standard |  |  | 38 |  |  |  |  | 39 |  | Sun X5-2 PAAS Standard |  | 38
| 37 | F |  |  |  | 37 | F |  |  | 37 |  |  |  |  | 37 |  |  |  |  | 37 | F |  |  |  | 37 | F |  |  | 37 |  | Sun X5-2 PAAS Standard |  |  | 37 |  | Storage Shelf |  |  | 38 |  | Sun X5-2 PAAS Standard |  | 37 |  | Storage Shelf
| 36 | F |  |  |  | 36 | F |  |  | 36 |  |  |  |  | 36 |  |  |  |  | 36 | F |  |  |  | 36 | F |  |  | 36 |  | Sun X5-2 PAAS Standard |  |  | 36 |  |  |  |  | 37 |  | Sun X5-2 PAAS Standard |  | 36
| 35 | F |  |  |  | 35 | F |  |  | 35 |  |  |  |  | 35 |  |  |  |  | 35 | F |  |  |  | 35 | F |  |  | 35 |  | Sun X5-2 PAAS Standard |  |  | 35 |  |  |  |  | 36 |  | Sun X5-2 PAAS Standard |  | 35
| 34 | F |  |  |  | 34 | F |  |  | 34 |  |  |  |  | 34 |  |  |  |  | 34 | F |  |  |  | 34 | F |  |  | 34 |  | Sun X5-2 PAAS Standard |  |  | 34 |  |  |  |  | 35 |  | Sun X5-2 PAAS Standard |  | 34
| 33 | F |  |  |  | 33 | F |  |  | 33 |  |  |  |  | 33 |  |  |  |  | 33 | F |  |  |  | 33 | F |  |  | 33 |  | Sun X5-2 PAAS Standard |  |  | 33 |  | Storage Shelf |  |  | 34 |  | Sun X5-2 PAAS Standard |  | 33 |  | Storage Shelf
| 32 | F |  |  |  | 32 | F |  |  | 32 |  |  |  |  | 32 |  |  |  |  | 32 | F |  |  |  | 32 | F |  |  | 32 |  | Sun X5-2 PAAS Standard |  |  | 32 |  |  |  |  | 33 |  | Sun X5-2 PAAS Standard |  | 32
| 31 | F |  |  |  | 31 | F |  |  | 31 |  |  |  |  | 31 |  |  |  |  | 31 | F |  |  |  | 31 | F |  |  | 31 |  | Sun X5-2 PAAS Standard |  |  | 31 |  |  |  |  | 32 |  | Sun X5-2 PAAS Standard |  | 31
| 30 | F |  |  |  | 30 | F |  |  | 30 |  |  |  |  | 30 |  |  |  |  | 30 | F |  |  |  | 30 | F |  |  | 30 |  | Sun X5-2 PAAS Standard |  |  | 30 |  |  |  |  | 31 |  | Sun X5-2 PAAS Standard |  | 30
| 29 | F |  |  |  | 29 | F |  |  | 29 |  |  |  |  | 29 |  |  |  |  | 29 | F |  |  |  | 29 | F |  |  | 29 |  | Sun X5-2 PAAS Standard |  |  | 29 |  | Storage Shelf |  |  | 30 |  | Sun X5-2 PAAS Standard |  | 29 |  | Storage Shelf
| 28 | F |  |  |  | 28 | F |  |  | 28 |  |  |  |  | 28 |  |  |  |  | 28 | F |  |  |  | 28 | F |  |  | 28 |  | Sun X5-2 PAAS Standard |  |  | 28 |  |  |  |  | 29 |  | Sun X5-2 PAAS Standard |  | 28
| 27 | F |  |  |  | 27 | F |  |  | 27 |  |  |  |  | 27 |  |  |  |  | 27 | F |  |  |  | 27 | F |  |  | 27 |  | Sun X5-2 PAAS Standard |  |  | 27 |  |  |  |  | 28 |  | Sun X5-2 PAAS Standard |  | 27
| 26 | F |  |  |  | 26 | F |  |  | 26 |  |  |  |  | 26 |  |  |  |  | 26 | F |  |  |  | 26 | F |  |  | 26 |  | Sun X5-2 PAAS Standard |  |  | 26 |  |  |  |  | 27 |  | Sun X5-2 PAAS Standard |  | 26
| 25 | F |  |  |  | 25 | F |  |  | 25 |  |  |  |  | 25 |  |  |  |  | 25 | F |  |  |  | 25 | F |  |  | 25 |  | Sun X5-2 PAAS Standard |  |  | 25 |  | Head A | nleis01nasYYc |  | 26 |  | Sun X5-2 PAAS Standard |  | 25 |  | Head A | nleis01nasYYc
| 24 | F |  |  |  | 24 | F |  |  | 24 |  |  |  |  | 24 |  |  |  |  | 24 | F |  |  |  | 24 | F |  |  | 24 | R | Cisco 2248TM-E | am3-oob-c5r107-agg-1-101d |  | 24 |  |  |  |  | 25 |  | Sun X5-2 PAAS Standard |  | 24
| 23 | F |  |  |  | 23 | F |  |  | 23 |  |  |  |  | 23 |  |  |  |  | 23 | F |  |  |  | 23 | F |  |  | 23 | R | Cable Manager (TBD) |  |  | 23 |  |  |  |  | 24 | R | Cisco 2248TM-E | am3-oob-c5r107-agg-1-102d | 23
| 22 | F |  |  |  | 22 | F |  |  | 22 |  |  |  |  | 22 |  |  |  |  | 22 | F |  |  |  | 22 | F |  |  | 22 | R | Cisco 6001T | am3-dc-c5r207-acc-1 |  | 22 |  |  |  |  | 23 | R | Cable Manager (TBD) |  | 22
| 21 | F |  |  |  | 21 | F |  |  | 21 |  |  |  |  | 21 |  |  |  |  | 21 | F |  |  |  | 21 | F |  |  | 21 | R | Cisco 6001T | am3-dc-c5r207-acc-2 |  | 21 |  | Head B | nleis01nasXXc |  | 22 | R | Cisco 6001T | am3-dc-c5r209-acc-1 | 21 |  | Head B | nleis01nasXXc
| 20 | F |  |  |  | 20 | F |  |  | 20 |  |  |  |  | 20 |  |  |  |  | 20 | F |  |  |  | 20 | F |  |  | 20 | R | Cable Manager (TBD) |  |  | 20 |  |  |  |  | 21 | R | Cisco 6001T | am3-dc-c5r209-acc-2 | 20
| 19 | F |  |  |  | 19 | F |  |  | 19 |  |  |  |  | 19 |  |  |  |  | 19 | F |  |  |  | 19 | F |  |  | 19 | F | Sun X5-2 PAAS Standard |  |  | 19 |  |  |  |  | 20 | R | Cable Manager (TBD) |  | 19
| 18 | F |  |  |  | 18 | F |  |  | 18 |  |  |  |  | 18 |  |  |  |  | 18 | F |  |  |  | 18 | F |  |  | 18 | F | Sun X5-2 PAAS Standard |  |  | 18 |  |  |  |  | 19 | F | Sun X5-2 PAAS Standard | lpclc41007u19-ilom | 18
| 17 | F |  |  |  | 17 | F |  |  | 17 |  |  |  |  | 17 |  |  |  |  | 17 | F |  |  |  | 17 | F |  |  | 17 | F | Sun X5-2 PAAS Standard |  |  | 17 |  | Storage Shelf |  |  | 18 | F | Sun X5-2 PAAS Standard |  | 17 |  | Storage Shelf
| 16 | F |  |  |  | 16 | F |  |  | 16 |  |  |  |  | 16 |  |  |  |  | 16 | F |  |  |  | 16 | F |  |  | 16 | F | Sun X5-2 PAAS Standard |  |  | 16 |  |  |  |  | 17 | F | Sun X5-2 PAAS Standard |  | 16
| 15 | F |  |  |  | 15 | F |  |  | 15 |  |  |  |  | 15 |  |  |  |  | 15 | F |  |  |  | 15 | F |  |  | 15 | F | Sun X5-2 PAAS Standard |  |  | 15 |  |  |  |  | 16 | F | Sun X5-2 PAAS Standard |  | 15
| 14 | F |  |  |  | 14 | F |  |  | 14 |  |  |  |  | 14 |  |  |  |  | 14 | F |  |  |  | 14 | F |  |  | 14 | F | Sun X5-2 PAAS Standard |  |  | 14 |  |  |  |  | 15 | F | Sun X5-2 PAAS Standard |  | 14
| 13 | F |  |  |  | 13 | F |  |  | 13 |  |  |  |  | 13 |  |  |  |  | 13 | F |  |  |  | 13 | F |  |  | 13 | F | Sun X5-2 PAAS Standard |  |  | 13 |  | Storage Shelf |  |  | 14 | F | Sun X5-2 PAAS Standard |  | 13 |  | Storage Shelf
| 12 | F |  |  |  | 12 | F |  |  | 12 |  |  |  |  | 12 |  |  |  |  | 12 | F |  |  |  | 12 | F |  |  | 12 | F | Sun X5-2 PAAS Standard |  |  | 12 |  |  |  |  | 13 | F | Sun X5-2 PAAS Standard |  | 12
| 11 | F |  |  |  | 11 | F |  |  | 11 |  |  |  |  | 11 |  |  |  |  | 11 | F |  |  |  | 11 | F |  |  | 11 | F | Sun X5-2 PAAS Standard |  |  | 11 |  |  |  |  | 12 | F | Sun X5-2 PAAS Standard |  | 11
| 10 | F |  |  |  | 10 | F |  |  | 10 |  |  |  |  | 10 |  |  |  |  | 10 | F |  |  |  | 10 | F |  |  | 10 | F | Sun X5-2 PAAS Standard |  |  | 10 |  |  |  |  | 11 | F | Sun X5-2 PAAS Standard |  | 10
| 9 | F |  |  |  | 9 | F |  |  | 9 |  |  |  |  | 9 |  |  |  |  | 9 | F |  |  |  | 9 | F |  |  | 9 | F | Sun X5-2 PAAS Standard |  |  | 9 |  | Storage Shelf |  |  | 10 | F | Sun X5-2 PAAS Standard |  | 9 |  | Storage Shelf
| 8 | F |  |  |  | 8 | F |  |  | 8 |  |  |  |  | 8 |  |  |  |  | 8 | F |  |  |  | 8 | F |  |  | 8 | F | Sun X5-2 PAAS Standard |  |  | 8 |  |  |  |  | 9 | F | Sun X5-2 PAAS Standard |  | 8
| 7 | F |  |  |  | 7 | F |  |  | 7 |  |  |  |  | 7 |  |  |  |  | 7 | F |  |  |  | 7 | F |  |  | 7 | F | Sun X5-2 PAAS Standard |  |  | 7 |  |  |  |  | 8 | F | Sun X5-2 PAAS Standard |  | 7
| 6 | F |  |  |  | 6 | F |  |  | 6 |  |  |  |  | 6 |  |  |  |  | 6 | F |  |  |  | 6 | F |  |  | 6 | F | Sun X5-2 PAAS Standard |  |  | 6 |  |  |  |  | 7 | F | Sun X5-2 PAAS Standard |  | 6
| 5 | F |  |  |  | 5 | F |  |  | 5 |  |  |  |  | 5 |  |  |  |  | 5 | F |  |  |  | 5 | F |  |  | 5 | F | Sun X5-2 PAAS Standard |  |  | 5 |  | Storage Shelf |  |  | 6 | F | Sun X5-2 PAAS Standard |  | 5 |  | Storage Shelf
| 4 | F |  |  |  | 4 | F |  |  | 4 |  |  |  |  | 4 |  |  |  |  | 4 | F |  |  |  | 4 | F |  |  | 4 | F | Sun X5-2 PAAS Standard |  |  | 4 |  |  |  |  | 5 | F | Sun X5-2 PAAS Standard |  | 4
| 3 | F |  |  |  | 3 | F |  |  | 3 |  |  |  |  | 3 |  |  |  |  | 3 | F |  |  |  | 3 | F |  |  | 3 | F | Sun X5-2 PAAS Standard |  |  | 3 |  |  |  |  | 4 | F | Sun X5-2 PAAS Standard |  | 3
| 2 | F |  |  |  | 2 | F |  |  | 2 |  |  |  |  | 2 |  |  |  |  | 2 | F |  |  |  | 2 | F |  |  | 2 | F | Sun X5-2 PAAS Standard |  |  | 2 |  |  |  |  | 3 | F | Sun X5-2 PAAS Standard |  | 2
| 1 | F |  |  |  | 1 | F |  |  | 1 |  |  |  |  | 1 |  |  |  |  | 1 | F |  |  |  | 1 | F |  |  | 1 |  | SUPPORT BRACKET |  |  | 1 |  |  |  |  | 2 | F | Sun X5-2 PAAS Standard |  | 1
| 0b | R | PDU AP8886 | 32Amp 3-Phase High Voltage |  | 0b | R | PDU AP8886 | 32Amp 3-Phase High Voltage | 0b | R | PDU AP8886 | 32Amp 3-Phase High Voltage |  | 0b | R | PDU AP8886 | 32Amp 3-Phase High Voltage |  | 0b | R | PDU AP8886 | 32Amp 3-Phase High Voltage |  | 0b | R | PDU AP8886 | 32Amp 3-Phase High Voltage | 0b |  | PDU |  |  | 0b | R | PDU 6441A | 32Amp 3-Phase High Voltage |  | 1 |  | SUPPORT BRACKET |  | 0b | R | PDU 6441A | 32Amp 3-Phase High Voltage
| 0a | R | PDU AP8886 | 32Amp 3-Phase High Voltage |  | 0a | R | PDU AP8886 | 32Amp 3-Phase High Voltage | 0a | R | PDU AP8886 | 32Amp 3-Phase High Voltage |  | 0a | R | PDU AP8886 | 32Amp 3-Phase High Voltage |  | 0a | R | PDU AP8886 | 32Amp 3-Phase High Voltage |  | 0a | R | PDU AP8886 | 32Amp 3-Phase High Voltage | 0a |  | PDU |  |  | 0a | R | PDU 6441A | 32Amp 3-Phase High Voltage |  | 0b |  | PDU |  | 0a | R | PDU 6441A | 32Amp 3-Phase High Voltage
[39 empty] | 0a |  | PDU
| FY17Q1 PAAS Compute P22651 | [18 empty] | FY17Q1 PAAS Dedicated Compute P22587
| z301 |  |  |  |  | z302 |  |  |  | z303 |  |  |  |  | z304 |  |  |  |  | z305 |  |  |  |  | z306 |  |  |  | z307 |  |  |  |  | z308 |  |  |  |  | z309 |  |  |  | z310 |  |  |  | z311 |  |  |  | z312
| RU | F/R | Overhead Patch Panels |  |  | RU | F/R | Overhead Patch Panels |  | RU | F/R | Overhead Patch Panels |  |  | RU | F/R | Overhead Patch Panels |  |  | RU | F/R | Overhead Patch Panels |  |  | RU | F/R | Overhead Patch Panels |  | RU | F/R | Overhead Patch Panels |  |  | RU | F/R | Overhead Patch Panels |  |  | RU | F/R | Overhead Patch Panels |  | RU | F/R | Overhead Patch Panels |  | RU | F/R | Overhead Patch Panels |  | RU | F/R | Overhead Patch Panels
| U4 |  |  |  |  | U4 |  |  |  | U4 |  |  |  |  | U4 |  |  |  |  | U4 |  |  |  |  | U4 |  |  |  | U4 |  |  |  |  | U4 |  |  |  |  | U4 |  |  |  | U4 |  |  |  | U4 |  |  |  | U4
| U3 |  |  |  |  | U3 |  |  |  | U3 |  |  |  |  | U3 |  |  |  |  | U3 |  |  |  |  | U3 |  |  |  | U3 |  |  |  |  | U3 |  |  |  |  | U3 |  |  |  | U3 |  |  |  | U3 |  |  |  | U3
| U2 |  |  |  |  | U2 |  |  |  | U2 |  |  |  |  | U2 |  |  |  |  | U2 |  |  |  |  | U2 |  |  |  | U2 |  |  |  |  | U2 |  |  |  |  | U2 |  |  |  | U2 |  |  |  | U2 |  |  |  | U2
| U1 | R | 24p LC Fibre - r402 u48 | 8p Copper - r402 u48 |  | U1 | R | 24p LC Fibre - r402 u43 | 8p Copper - r402 u43 | U1 | R | 24p LC Fibre - r402 u45 | 8p Copper - r402 u45 |  | U1 | R | 24p LC Fibre - r402 u41 | 8p Copper - r402 u41 |  | U1 | R | 24p LC Fibre - r108 u47 | 8p Copper - r108 u47 |  | U1 | R | 24p LC Fibre - r108 u42 | 8p Copper - r108 u42 | U1 | R | 24p LC Fibre - r108 u48 | 8p Copper - r108 u48 |  | U1 | R | 24p LC Fibre - r108 u43 | 8p Copper - r108 u43 |  | U1 | R | 24p LC Fibre - r108 u46 | 8p Copper - r108 u46 | U1 | R | 24p LC Fibre - r108 u41 | 8p Copper - r108 u41 | U1 | R | 24p LC Fibre - r108 u45 | 8p Copper - r108 u45 | U1 | R | 24p LC Fibre - r107 u46 | 8p Copper - r107 u46
| C5R301 - Compute |  |  |  |  | C5R302 - ZS 4-4 - Config 71 |  |  |  | C5R303 - PaaS - x6 Compute |  |  |  |  | C5R304 - ZS 4-4 - Config 71 |  |  |  |  | C5R305 - Compute GUEST - Dedicated |  |  |  |  | C5R306 - ZS 4-4 - Config 71 |  |  |  | C5R307 - Compute GUEST - Dedicated |  |  |  |  | C5R308 - ZS 4-4 - Config 71 |  |  |  |  | C5R309 - PaaS - Admin Compute |  |  |  | C5R310 - ZS 4-4 - Config 71 |  |  |  | C5R311 - Compute GUEST - Dedicated |  |  |  | C5R312 - PaaS - Admin Compute
| Serial # |  |  |  |  | Serial # |  |  |  | Serial # |  |  |  |  | Serial # |  |  |  |  | Serial # |  |  |  |  | Serial # |  |  |  | Serial # |  |  |  |  | Serial # |  |  |  |  | Serial # |  |  |  | Serial # |  |  |  | Serial # |  |  |  | Serial #
| RU | F/R | DEVICE | HOSTNAME |  | RU | F/R | DEVICE | HOSTNAME | RU | F/R | DEVICE | HOSTNAME |  | RU | F/R | DEVICE | HOSTNAME |  | RU | F/R | DEVICE | HOSTNAME |  | RU | F/R | DEVICE | HOSTNAME | RU | F/R | DEVICE | HOSTNAME |  | RU | F/R | DEVICE | HOSTNAME |  | RU | F/R | DEVICE | HOSTNAME | RU | F/R | DEVICE | HOSTNAME | RU | F/R | DEVICE | HOSTNAME | RU | F/R | DEVICE | HOSTNAME
| 42 |  | Sun X5-2 PAAS Standard |  |  | 42 |  |  |  | 42 | R | Cisco 2248TM-E | iad35-oob-C4R207-agg-1-108d |  | 42 |  |  |  |  | 42 |  | Sun X5-2 PAAS Standard |  |  | 42 |  |  |  | 42 |  | Sun X5-2 PAAS Standard |  |  | 42 |  |  |  |  | 42 |  | Sun X5-2 PAAS Standard |  | 42 |  |  |  | 42 |  | Sun X5-2 PAAS Standard |  | 42 |  | Sun X5-2 PAAS Standard
| 41 |  | Sun X5-2 PAAS Standard |  |  | 41 |  | Storage Shelf |  | 41 | Cable Manager |  |  |  | 41 |  | Storage Shelf |  |  | 41 |  | Sun X5-2 PAAS Standard |  |  | 41 |  | Storage Shelf |  | 41 |  | Sun X5-2 PAAS Standard |  |  | 41 |  | Storage Shelf |  |  | 41 |  | Sun X5-2 PAAS Standard |  | 41 |  | Storage Shelf |  | 41 |  | Sun X5-2 PAAS Standard |  | 41 |  | Sun X5-2 PAAS Standard
| 40 |  | Sun X5-2 PAAS Standard |  |  | 40 |  |  |  | 40 | R | Cisco 6001T | iad35-opc-C4R208-acc-1 |  | 40 |  |  |  |  | 40 |  | Sun X5-2 PAAS Standard |  |  | 40 |  |  |  | 40 |  | Sun X5-2 PAAS Standard |  |  | 40 |  |  |  |  | 40 |  | Sun X5-2 PAAS Standard |  | 40 |  |  |  | 40 |  | Sun X5-2 PAAS Standard |  | 40 |  | Sun X5-2 PAAS Standard
| 39 |  | Sun X5-2 PAAS Standard |  |  | 39 |  |  |  | 39 | Cable Manager |  |  |  | 39 |  |  |  |  | 39 |  | Sun X5-2 PAAS Standard |  |  | 39 |  |  |  | 39 |  | Sun X5-2 PAAS Standard |  |  | 39 |  |  |  |  | 39 |  | Sun X5-2 PAAS Standard |  | 39 |  |  |  | 39 |  | Sun X5-2 PAAS Standard |  | 39 |  | Sun X5-2 PAAS Standard
| 38 |  | Sun X5-2 PAAS Standard |  |  | 38 |  |  |  | 38 | R | Cisco 6001T | iad35-opc-C4R208-acc-2 |  | 38 |  |  |  |  | 38 |  | Sun X5-2 PAAS Standard |  |  | 38 |  |  |  | 38 |  | Sun X5-2 PAAS Standard |  |  | 38 |  |  |  |  | 38 |  | Sun X5-2 PAAS Standard |  | 38 |  |  |  | 38 |  | Sun X5-2 PAAS Standard |  | 38 |  | Sun X5-2 PAAS Standard
| 37 |  | Sun X5-2 PAAS Standard |  |  | 37 |  | Storage Shelf |  | 37 | Cable Manager |  |  |  | 37 |  | Storage Shelf |  |  | 37 |  | Sun X5-2 PAAS Standard |  |  | 37 |  | Storage Shelf |  | 37 |  | Sun X5-2 PAAS Standard |  |  | 37 |  | Storage Shelf |  |  | 37 |  | Sun X5-2 PAAS Standard |  | 37 |  | Storage Shelf |  | 37 |  | Sun X5-2 PAAS Standard |  | 37 |  | Sun X5-2 PAAS Standard
| 36 |  | Sun X5-2 PAAS Standard |  |  | 36 |  |  |  | 36 | F | Sun 4170 - x4-2 PAAS STD |  |  | 36 |  |  |  |  | 36 |  | Sun X5-2 PAAS Standard |  |  | 36 |  |  |  | 36 |  | Sun X5-2 PAAS Standard |  |  | 36 |  |  |  |  | 36 |  | Sun X5-2 PAAS Standard |  | 36 |  |  |  | 36 |  | Sun X5-2 PAAS Standard |  | 36 |  | Sun X5-2 PAAS Standard
| 35 |  | Sun X5-2 PAAS Standard |  |  | 35 |  |  |  | 35 | F | Sun 4170 - x4-2 PAAS STD |  |  | 35 |  |  |  |  | 35 |  | Sun X5-2 PAAS Standard |  |  | 35 |  |  |  | 35 |  | Sun X5-2 PAAS Standard |  |  | 35 |  |  |  |  | 35 |  | Sun X5-2 PAAS Standard |  | 35 |  |  |  | 35 |  | Sun X5-2 PAAS Standard |  | 35 |  | Sun X5-2 PAAS Standard
| 34 |  | Sun X5-2 PAAS Standard |  |  | 34 |  |  |  | 34 | F | Sun 4170 - x4-2 PAAS STD |  |  | 34 |  |  |  |  | 34 |  | Sun X5-2 PAAS Standard |  |  | 34 |  |  |  | 34 |  | Sun X5-2 PAAS Standard |  |  | 34 |  |  |  |  | 34 |  | Sun X5-2 PAAS Standard |  | 34 |  |  |  | 34 |  | Sun X5-2 PAAS Standard |  | 34 |  | Sun X5-2 PAAS Standard
| 33 |  | Sun X5-2 PAAS Standard |  |  | 33 |  | Storage Shelf |  | 33 | F | Sun 4170 - x4-2 PAAS STD |  |  | 33 |  | Storage Shelf |  |  | 33 |  | Sun X5-2 PAAS Standard |  |  | 33 |  | Storage Shelf |  | 33 |  | Sun X5-2 PAAS Standard |  |  | 33 |  | Storage Shelf |  |  | 33 |  | Sun X5-2 PAAS Standard |  | 33 |  | Storage Shelf |  | 33 |  | Sun X5-2 PAAS Standard |  | 33 |  | Sun X5-2 PAAS Standard
| 32 |  | Sun X5-2 PAAS Standard |  |  | 32 |  |  |  | 32 | F | Sun 4170 - x4-2 PAAS STD |  |  | 32 |  |  |  |  | 32 |  | Sun X5-2 PAAS Standard |  |  | 32 |  |  |  | 32 |  | Sun X5-2 PAAS Standard |  |  | 32 |  |  |  |  | 32 |  | Sun X5-2 PAAS Standard |  | 32 |  |  |  | 32 |  | Sun X5-2 PAAS Standard |  | 32 |  | Sun X5-2 PAAS Standard
| 31 |  | Sun X5-2 PAAS Standard |  |  | 31 |  |  |  | 31 | F | Sun 4170 - x4-2 PAAS STD |  |  | 31 |  |  |  |  | 31 |  | Sun X5-2 PAAS Standard |  |  | 31 |  |  |  | 31 |  | Sun X5-2 PAAS Standard |  |  | 31 |  |  |  |  | 31 |  | Sun X5-2 PAAS Standard |  | 31 |  |  |  | 31 |  | Sun X5-2 PAAS Standard |  | 31 |  | Sun X5-2 PAAS Standard
| 30 |  | Sun X5-2 PAAS Standard |  |  | 30 |  |  |  | 30 | F | Sun 4170 - x4-2 PAAS STD |  |  | 30 |  |  |  |  | 30 |  | Sun X5-2 PAAS Standard |  |  | 30 |  |  |  | 30 |  | Sun X5-2 PAAS Standard |  |  | 30 |  |  |  |  | 30 |  | Sun X5-2 PAAS Standard |  | 30 |  |  |  | 30 |  | Sun X5-2 PAAS Standard |  | 30 |  | Sun X5-2 PAAS Standard
| 29 |  | Sun X5-2 PAAS Standard |  |  | 29 |  | Storage Shelf |  | 29 | F | Sun 4170 - x4-2 PAAS STD |  |  | 29 |  | Storage Shelf |  |  | 29 |  | Sun X5-2 PAAS Standard |  |  | 29 |  | Storage Shelf |  | 29 |  | Sun X5-2 PAAS Standard |  |  | 29 |  | Storage Shelf |  |  | 29 |  | Sun X5-2 PAAS Standard |  | 29 |  | Storage Shelf |  | 29 |  | Sun X5-2 PAAS Standard |  | 29 |  | Sun X5-2 PAAS Standard
| 28 |  | Sun X5-2 PAAS Standard |  |  | 28 |  |  |  | 28 | F | Sun 4170 - x4-2 PAAS STD |  |  | 28 |  |  |  |  | 28 |  | Sun X5-2 PAAS Standard |  |  | 28 |  |  |  | 28 |  | Sun X5-2 PAAS Standard |  |  | 28 |  |  |  |  | 28 |  | Sun X5-2 PAAS Standard |  | 28 |  |  |  | 28 |  | Sun X5-2 PAAS Standard |  | 28 |  | Sun X5-2 PAAS Standard
| 27 |  | Sun X5-2 PAAS Standard |  |  | 27 |  |  |  | 27 | F | Sun 4170 - x4-2 PAAS STD |  |  | 27 |  |  |  |  | 27 |  | Sun X5-2 PAAS Standard |  |  | 27 |  |  |  | 27 |  | Sun X5-2 PAAS Standard |  |  | 27 |  |  |  |  | 27 |  | Sun X5-2 PAAS Standard |  | 27 |  |  |  | 27 |  | Sun X5-2 PAAS Standard |  | 27 |  | Sun X5-2 PAAS Standard
| 26 |  | Sun X5-2 PAAS Standard |  |  | 26 |  |  |  | 26 | F | Sun 4170 - x4-2 PAAS STD |  |  | 26 |  |  |  |  | 26 |  | Sun X5-2 PAAS Standard |  |  | 26 |  |  |  | 26 |  | Sun X5-2 PAAS Standard |  |  | 26 |  |  |  |  | 26 |  | Sun X5-2 PAAS Standard |  | 26 |  |  |  | 26 |  | Sun X5-2 PAAS Standard |  | 26 |  | Sun X5-2 PAAS Standard
| 25 |  | Sun X5-2 PAAS Standard |  |  | 25 |  | Head A | nleis01nasYYc | 25 | F | Sun 4170 - x4-2 PAAS STD |  |  | 25 |  | Head A | nleis01nasYYc |  | 25 |  | Sun X5-2 PAAS Standard |  |  | 25 |  | Head A | nleis01nasYYc | 25 |  | Sun X5-2 PAAS Standard |  |  | 25 |  | Head A | nleis01nasYYc |  | 25 |  | Sun X5-2 PAAS Standard |  | 25 |  | Head A | nleis01nasYYc | 25 |  | Sun X5-2 PAAS Standard |  | 25 |  | Sun X5-2 PAAS Standard
| 24 | R | Cisco 2248TM-E | am3-oob-c5r107-agg-1-103d |  | 24 |  |  |  | 24 | F | Sun 4170 - x4-2 PAAS STD |  |  | 24 |  |  |  |  | 24 | R | Cisco 2248TM-E | am3-oob-c5r107-agg-1-103d |  | 24 |  |  |  | 24 | R | Cisco 2248TM-E | am3-oob-c5r107-agg-1-104d |  | 24 |  |  |  |  | 24 | R | Cisco 2248TM-E | am3-oob-c5r107-agg-1-105d | 24 |  |  |  | 24 | R | Cisco 2248TM-E | am3-oob-c5r107-agg-1-106d | 24 | R | Cisco 2248TM-E | am3-oob-c5r107-agg-1-107d
| 23 | R | Cable Manager (TBD) |  |  | 23 |  |  |  | 23 | F | Sun 4170 - x4-2 PAAS STD |  |  | 23 |  |  |  |  | 23 | R | Cable Manager (TBD) |  |  | 23 |  |  |  | 23 | R | Cable Manager (TBD) |  |  | 23 |  |  |  |  | 23 | R | Cable Manager (TBD) |  | 23 |  |  |  | 23 | R | Cable Manager (TBD) |  | 23 | R | Cable Manager (TBD)
| 22 | R | Cisco 6001T | am3-dc-c5r301-acc-1 |  | 22 |  |  |  | 22 | F | Sun 4170 - x4-2 PAAS STD |  |  | 22 |  |  |  |  | 22 | R | Cisco 6001T | am3-dc-c5r305-acc-1 |  | 22 |  |  |  | 22 | R | Cisco 6001T | am3-dc-c5r307-acc-1 |  | 22 |  |  |  |  | 22 | R | Cisco 6001T | am3-dc-c5r309-acc-1 | 22 |  |  |  | 22 | R | Cisco 6001T | am3-dc-c5r311-acc-1 | 22 | R | Cisco 6001T | am3-dc-c5r312-acc-1
| 21 | R | Cisco 6001T | am3-dc-c5r301-acc-2 |  | 21 |  | Head B | nleis01nasXXc | 21 | F | Sun 4170 - x4-2 PAAS STD |  |  | 21 |  | Head B | nleis01nasXXc |  | 21 | R | Cisco 6001T | am3-dc-c5r305-acc-2 |  | 21 |  | Head B | nleis01nasXXc | 21 | R | Cisco 6001T | am3-dc-c5r307-acc-2 |  | 21 |  | Head B | nleis01nasXXc |  | 21 | R | Cisco 6001T | am3-dc-c5r309-acc-2 | 21 |  | Head B | nleis01nasXXc | 21 | R | Cisco 6001T | am3-dc-c5r311-acc-2 | 21 | R | Cisco 6001T | am3-dc-c5r312-acc-2
| 20 | R | Cable Manager (TBD) |  |  | 20 |  |  |  | 20 | F | Sun 4170 - x4-2 PAAS STD |  |  | 20 |  |  |  |  | 20 | R | Cable Manager (TBD) |  |  | 20 |  |  |  | 20 | R | Cable Manager (TBD) |  |  | 20 |  |  |  |  | 20 | R | Cable Manager (TBD) |  | 20 |  |  |  | 20 | R | Cable Manager (TBD) |  | 20 | R | Cable Manager (TBD)
| 19 | F | Sun X5-2 PAAS Standard |  |  | 19 |  |  |  | 19 | F | Sun 4170 - x4-2 PAAS STD |  |  | 19 |  |  |  |  | 19 | F | Sun X5-2 PAAS Standard |  |  | 19 |  |  |  | 19 | F | Sun X5-2 PAAS Standard |  |  | 19 |  |  |  |  | 19 | F | Sun X5-2 PAAS Standard |  | 19 |  |  |  | 19 | F | Sun X5-2 PAAS Standard |  | 19 | F | Sun X5-2 PAAS Standard
| 18 | F | Sun X5-2 PAAS Standard |  |  | 18 |  |  |  | 18 | F | Sun 4170 - x4-2 PAAS STD |  |  | 18 |  |  |  |  | 18 | F | Sun X5-2 PAAS Standard |  |  | 18 |  |  |  | 18 | F | Sun X5-2 PAAS Standard |  |  | 18 |  |  |  |  | 18 | F | Sun X5-2 PAAS Standard |  | 18 |  |  |  | 18 | F | Sun X5-2 PAAS Standard |  | 18 | F | Sun X5-2 PAAS Standard
| 17 | F | Sun X5-2 PAAS Standard |  |  | 17 |  | Storage Shelf |  | 17 | F | Sun 4170 - x4-2 PAAS STD |  |  | 17 |  | Storage Shelf |  |  | 17 | F | Sun X5-2 PAAS Standard |  |  | 17 |  | Storage Shelf |  | 17 | F | Sun X5-2 PAAS Standard |  |  | 17 |  | Storage Shelf |  |  | 17 | F | Sun X5-2 PAAS Standard |  | 17 |  | Storage Shelf |  | 17 | F | Sun X5-2 PAAS Standard |  | 17 | F | Sun X5-2 PAAS Standard
| 16 | F | Sun X5-2 PAAS Standard |  |  | 16 |  |  |  | 16 | F | Sun 4170 - x4-2 PAAS STD |  |  | 16 |  |  |  |  | 16 | F | Sun X5-2 PAAS Standard |  |  | 16 |  |  |  | 16 | F | Sun X5-2 PAAS Standard |  |  | 16 |  |  |  |  | 16 | F | Sun X5-2 PAAS Standard |  | 16 |  |  |  | 16 | F | Sun X5-2 PAAS Standard |  | 16 | F | Sun X5-2 PAAS Standard
| 15 | F | Sun X5-2 PAAS Standard |  |  | 15 |  |  |  | 15 | F | Sun 4170 - x4-2 PAAS STD |  |  | 15 |  |  |  |  | 15 | F | Sun X5-2 PAAS Standard |  |  | 15 |  |  |  | 15 | F | Sun X5-2 PAAS Standard |  |  | 15 |  |  |  |  | 15 | F | Sun X5-2 PAAS Standard |  | 15 |  |  |  | 15 | F | Sun X5-2 PAAS Standard |  | 15 | F | Sun X5-2 PAAS Standard
| 14 | F | Sun X5-2 PAAS Standard |  |  | 14 |  |  |  | 14 | F | Sun 4170 - x4-2 PAAS STD |  |  | 14 |  |  |  |  | 14 | F | Sun X5-2 PAAS Standard |  |  | 14 |  |  |  | 14 | F | Sun X5-2 PAAS Standard |  |  | 14 |  |  |  |  | 14 | F | Sun X5-2 PAAS Standard |  | 14 |  |  |  | 14 | F | Sun X5-2 PAAS Standard |  | 14 | F | Sun X5-2 PAAS Standard
| 13 | F | Sun X5-2 PAAS Standard |  |  | 13 |  | Storage Shelf |  | 13 | F | Sun 4170 - x4-2 PAAS STD |  |  | 13 |  | Storage Shelf |  |  | 13 | F | Sun X5-2 PAAS Standard |  |  | 13 |  | Storage Shelf |  | 13 | F | Sun X5-2 PAAS Standard |  |  | 13 |  | Storage Shelf |  |  | 13 | F | Sun X5-2 PAAS Standard |  | 13 |  | Storage Shelf |  | 13 | F | Sun X5-2 PAAS Standard |  | 13 | F | Sun X5-2 PAAS Standard
| 12 | F | Sun X5-2 PAAS Standard |  |  | 12 |  |  |  | 12 | F | Sun 4170 - x4-2 PAAS STD |  |  | 12 |  |  |  |  | 12 | F | Sun X5-2 PAAS Standard |  |  | 12 |  |  |  | 12 | F | Sun X5-2 PAAS Standard |  |  | 12 |  |  |  |  | 12 | F | Sun X5-2 PAAS Standard |  | 12 |  |  |  | 12 | F | Sun X5-2 PAAS Standard |  | 12 | F | Sun X5-2 PAAS Standard
| 11 | F | Sun X5-2 PAAS Standard |  |  | 11 |  |  |  | 11 | F | Sun 4170 - x4-2 PAAS STD |  |  | 11 |  |  |  |  | 11 | F | Sun X5-2 PAAS Standard |  |  | 11 |  |  |  | 11 | F | Sun X5-2 PAAS Standard |  |  | 11 |  |  |  |  | 11 | F | Sun X5-2 PAAS Standard |  | 11 |  |  |  | 11 | F | Sun X5-2 PAAS Standard |  | 11 | F | Sun X5-2 PAAS Standard
| 10 | F | Sun X5-2 PAAS Standard |  |  | 10 |  |  |  | 10 | F | Sun 4170 - x4-2 PAAS STD |  |  | 10 |  |  |  |  | 10 | F | Sun X5-2 PAAS Standard |  |  | 10 |  |  |  | 10 | F | Sun X5-2 PAAS Standard |  |  | 10 |  |  |  |  | 10 | F | Sun X5-2 PAAS Standard |  | 10 |  |  |  | 10 | F | Sun X5-2 PAAS Standard |  | 10 | F | Sun X5-2 PAAS Standard
| 9 | F | Sun X5-2 PAAS Standard |  |  | 9 |  | Storage Shelf |  | 9 | F | Sun 4170 - x4-2 PAAS STD |  |  | 9 |  | Storage Shelf |  |  | 9 | F | Sun X5-2 PAAS Standard |  |  | 9 |  | Storage Shelf |  | 9 | F | Sun X5-2 PAAS Standard |  |  | 9 |  | Storage Shelf |  |  | 9 | F | Sun X5-2 PAAS Standard |  | 9 |  | Storage Shelf |  | 9 | F | Sun X5-2 PAAS Standard |  | 9 | F | Sun X5-2 PAAS Standard
| 8 | F | Sun X5-2 PAAS Standard |  |  | 8 |  |  |  | 8 | F | Sun 4170 - x4-2 PAAS STD |  |  | 8 |  |  |  |  | 8 | F | Sun X5-2 PAAS Standard |  |  | 8 |  |  |  | 8 | F | Sun X5-2 PAAS Standard |  |  | 8 |  |  |  |  | 8 | F | Sun X5-2 PAAS Standard |  | 8 |  |  |  | 8 | F | Sun X5-2 PAAS Standard |  | 8 | F | Sun X5-2 PAAS Standard
| 7 | F | Sun X5-2 PAAS Standard |  |  | 7 |  |  |  | 7 | F | Sun 4170 - x4-2 PAAS STD |  |  | 7 |  |  |  |  | 7 | F | Sun X5-2 PAAS Standard |  |  | 7 |  |  |  | 7 | F | Sun X5-2 PAAS Standard |  |  | 7 |  |  |  |  | 7 | F | Sun X5-2 PAAS Standard |  | 7 |  |  |  | 7 | F | Sun X5-2 PAAS Standard |  | 7 | F | Sun X5-2 PAAS Standard
| 6 | F | Sun X5-2 PAAS Standard |  |  | 6 |  |  |  | 6 | F | Sun 4170 - x4-2 PAAS STD |  |  | 6 |  |  |  |  | 6 | F | Sun X5-2 PAAS Standard |  |  | 6 |  |  |  | 6 | F | Sun X5-2 PAAS Standard |  |  | 6 |  |  |  |  | 6 | F | Sun X5-2 PAAS Standard |  | 6 |  |  |  | 6 | F | Sun X5-2 PAAS Standard |  | 6 | F | Sun X5-2 PAAS Standard
| 5 | F | Sun X5-2 PAAS Standard |  |  | 5 |  | Storage Shelf |  | 5 | F | Sun 4170 - x4-2 PAAS STD |  |  | 5 |  | Storage Shelf |  |  | 5 | F | Sun X5-2 PAAS Standard |  |  | 5 |  | Storage Shelf |  | 5 | F | Sun X5-2 PAAS Standard |  |  | 5 |  | Storage Shelf |  |  | 5 | F | Sun X5-2 PAAS Standard |  | 5 |  | Storage Shelf |  | 5 | F | Sun X5-2 PAAS Standard |  | 5 | F | Sun X5-2 PAAS Standard
| 4 | F | Sun X5-2 PAAS Standard |  |  | 4 |  |  |  | 4 | F | Sun 4170 - x4-2 PAAS STD |  |  | 4 |  |  |  |  | 4 | F | Sun X5-2 PAAS Standard |  |  | 4 |  |  |  | 4 | F | Sun X5-2 PAAS Standard |  |  | 4 |  |  |  |  | 4 | F | Sun X5-2 PAAS Standard |  | 4 |  |  |  | 4 | F | Sun X5-2 PAAS Standard |  | 4 | F | Sun X5-2 PAAS Standard
| 3 | F | Sun X5-2 PAAS Standard |  |  | 3 |  |  |  | 3 | F | Sun 4170 - x4-2 PAAS STD |  |  | 3 |  |  |  |  | 3 | F | Sun X5-2 PAAS Standard |  |  | 3 |  |  |  | 3 | F | Sun X5-2 PAAS Standard |  |  | 3 |  |  |  |  | 3 | F | Sun X5-2 PAAS Standard |  | 3 |  |  |  | 3 | F | Sun X5-2 PAAS Standard |  | 3 | F | Sun X5-2 PAAS Standard
| 2 | F | Sun X5-2 PAAS Standard |  |  | 2 |  |  |  | 2 | F | Sun 4170 - x4-2 PAAS STD |  |  | 2 |  |  |  |  | 2 | F | Sun X5-2 PAAS Standard |  |  | 2 |  |  |  | 2 | F | Sun X5-2 PAAS Standard |  |  | 2 |  |  |  |  | 2 | F | Sun X5-2 PAAS Standard |  | 2 |  |  |  | 2 | F | Sun X5-2 PAAS Standard |  | 2 | F | Sun X5-2 PAAS Standard
| 1 |  | SUPPORT BRACKET |  |  | 1 |  |  |  | 1 | F | Sun 4170 - x4-2 PAAS STD |  |  | 1 |  |  |  |  | 1 |  | SUPPORT BRACKET |  |  | 1 |  |  |  | 1 |  | SUPPORT BRACKET |  |  | 1 |  |  |  |  | 1 |  | SUPPORT BRACKET |  | 1 |  |  |  | 1 |  | SUPPORT BRACKET |  | 1 |  | SUPPORT BRACKET
| 0b |  | PDU |  |  | 0b | R | PDU 6441A | 32Amp 3-Phase High Voltage | 0b | R | PDU | lpclgxpdu032 |  | 0b | R | PDU 6441A | 32Amp 3-Phase High Voltage |  | 0b |  | PDU |  |  | 0b | R | PDU 6441A | 32Amp 3-Phase High Voltage | 0b |  | PDU |  |  | 0b | R | PDU 6441A | 32Amp 3-Phase High Voltage |  | 0b |  | PDU |  | 0b | R | PDU 6441A | 32Amp 3-Phase High Voltage | 0b |  | PDU |  | 0b |  | PDU
| 0a |  | PDU |  |  | 0a | R | PDU 6441A | 32Amp 3-Phase High Voltage | 0a | R | PDU | lpclgxpdu031 |  | 0a | R | PDU 6441A | 32Amp 3-Phase High Voltage |  | 0a |  | PDU |  |  | 0a | R | PDU 6441A | 32Amp 3-Phase High Voltage | 0a |  | PDU |  |  | 0a | R | PDU 6441A | 32Amp 3-Phase High Voltage |  | 0a |  | PDU |  | 0a | R | PDU 6441A | 32Amp 3-Phase High Voltage | 0a |  | PDU |  | 0a |  | PDU
FY17Q1 PAAS Compute P22651
| z401 |  |  |  |  | z402 |  |  |  | z403 |  |  |  |  | z404 |  |  |  |  | z405 |  |  |  |  | z406 |  |  |  | z407 |  |  |  |  | z408
| RU | F/R | Overhead Patch Panels |  |  | RU | F/R | Overhead Patch Panels |  | RU | F/R | Overhead Patch Panels |  |  | RU | F/R | Overhead Patch Panels |  |  | RU | F/R | Overhead Patch Panels |  |  | RU | F/R | Overhead Patch Panels |  | RU | F/R | Overhead Patch Panels |  |  | RU | F/R | Overhead Patch Panels
| OH - U8 |  |  |  |  | OH - U8 |  |  |  | U4 |  |  |  |  | U4 |  |  |  |  | U4 |  |  |  |  | U4 |  |  |  | U4 |  |  |  |  | U4
| OH - U7 |  |  |  |  | OH - U7 |  |  |  | U3 |  |  |  |  | U3 |  |  |  |  | U3 |  |  |  |  | U3 |  |  |  | U3 |  |  |  |  | U3
| OH - U6 |  |  |  |  | OH - U6 |  |  |  | U2 |  |  |  |  | U2 |  |  |  |  | U2 |  |  |  |  | U2 |  |  |  | U2 |  |  |  |  | U2
| OH - U5 | R | 4Port MM fibre - z105 | 12 Port Copper - z105 |  | OH - U5 |  |  |  | U1 | R | 24p LC Fibre - r401 u48 | 8p Copper - r401 u48 |  | U1 | R | 24p LC Fibre - r401 u43 | 8p Copper - r401 u43 |  | U1 | R | 24p LC Fibre - r401 u45 | 8p Copper - r401 u45 |  | U1 | R | 24p LC Fibre - r401 u41 | 8p Copper - r401 u41 | U1 | R | 24p LC Fibre - r401 u46 | 8p Copper - r401 u46 |  | U1 | R | 24p LC Fibre - r402 u46 | 8p Copper - r402 u46
| OH - U4 | R | 48 Port Copper - z402 U4 |  |  | OH - U4 | R | 48 Port Copper - z401 U4
| OH - U3 | R | 48 Port LC Duplex Fibre - z402 U3 |  |  | OH - U3 | R | 48 Port LC Duplex Fibre - z401 U3
| OH - U2 | R | 24 Port LC Duplex Fibre - R104 RU46 |  |  | OH - U2 | R | 24 Port LC Duplex Fibre - R104 RU46
| OH - U1 | R | 24 Port LC Duplex Fibre - R102 RU46 |  |  | OH - U1 | R | 24 Port LC Duplex Fibre - R102 RU46
| C5R401 - 2A - PAAS Aggregation Rack |  |  |  |  | C5R402 - 2B - PAAS Aggregation Rack
| Serial # |  |  |  |  | Serial #
| RU |  | DEVICE | HOSTNAME |  | RU |  | DEVICE | HOSTNAME
z1 | 48 | F | 24p LC Fibre - z403 | 8p Copper - z403 | z3 | 48 | F | 24p LC Fibre - z301 | 8p Copper - z301
z1 | 47 |  |  |  | z3 | 47 | F
Admin | 46 | F | 24p LC Fibre - z407 | 8p Copper - z407 | admin | 46 | F | 24p LC Fibre - z408 | 8p Copper - z408
z2 | 45 | F | 24p LC Fibre - z405 | 8p Copper - z405 | z4 | 45 | F | 24p LC Fibre - z303 | 8p Copper - z303 | C5R403 - PaaS - x6 Compute |  |  |  |  | C5R404 - ZS 4-4 - Config 71 |  |  |  |  | C5R405 - PaaS - x6 Compute |  |  |  |  | C5R406 - ZS 4-4 - Config 71 |  |  |  | C5R407 - PaaS - Admin Compute |  |  |  |  | C5R408 - PaaS - Admin Compute
z2 | 44 |  |  |  |  | 44 |  |  |  | Serial # |  |  |  |  | Serial # |  |  |  |  | Serial # |  |  |  |  | Serial # |  |  |  | Serial # |  |  |  |  | Serial #
z1 | 43 | F | 24p LC Fibre - z404 | 8p Copper - z404 | z3 | 43 | F | 24p LC Fibre - z302 | 8p Copper - z302 | RU | F/R | DEVICE | HOSTNAME |  | RU | F/R | DEVICE | HOSTNAME |  | RU | F/R | DEVICE | HOSTNAME |  | RU | F/R | DEVICE | HOSTNAME | RU | F/R | DEVICE | HOSTNAME |  | RU | F/R | DEVICE | HOSTNAME
z1 | 42 |  |  |  | z3 | 42 | F |  |  | 42 | R | Cisco 2248TM-E | iad35-oob-C4R207-agg-1-108d |  | 42 |  |  |  |  | 42 | R | Cisco 2248TM-E | iad35-oob-C4R207-agg-1-108d |  | 42 |  |  |  | 42 | R | Cisco 2248TM-E | iad35-oob-C4R207-agg-1-108d |  | 42 | R | Cisco 2248TM-E | iad35-oob-C4R207-agg-1-108d
z2 | 41 | F | 24p LC Fibre - z406 | 8p Copper - z406 | z4 | 41 | F | 24p LC Fibre - z304 | 8p Copper - z304 | 41 | Cable Manager |  |  |  | 41 |  | Storage Shelf |  |  | 41 | Cable Manager |  |  |  | 41 |  | Storage Shelf |  | 41 | Cable Manager |  |  |  | 41 | Cable Manager
z2 | 40 | F |  |  | z4 | 40 | F |  |  | 40 | R | Cisco 6001T | iad35-opc-C4R208-acc-1 |  | 40 |  |  |  |  | 40 | R | Cisco 6001T | iad35-opc-C4R208-acc-1 |  | 40 |  |  |  | 40 | R | Cisco 6001T | iad35-opc-C4R208-acc-1 |  | 40 | R | Cisco 6001T | iad35-opc-C4R208-acc-1
| 39 | F |  |  |  | 39 | F |  |  | 39 | Cable Manager |  |  |  | 39 |  |  |  |  | 39 | Cable Manager |  |  |  | 39 |  |  |  | 39 | Cable Manager |  |  |  | 39 | Cable Manager
| 38 | F |  |  |  | 38 | F |  |  | 38 | R | Cisco 6001T | iad35-opc-C4R208-acc-2 |  | 38 |  |  |  |  | 38 | R | Cisco 6001T | iad35-opc-C4R208-acc-2 |  | 38 |  |  |  | 38 | R | Cisco 6001T | iad35-opc-C4R208-acc-2 |  | 38 | R | Cisco 6001T | iad35-opc-C4R208-acc-2
| 37 | F |  |  |  | 37 | F |  |  | 37 | Cable Manager |  |  |  | 37 |  | Storage Shelf |  |  | 37 | Cable Manager |  |  |  | 37 |  | Storage Shelf |  | 37 | Cable Manager |  |  |  | 37 | Cable Manager
| 36 | F |  |  |  | 36 | F |  |  | 36 | F | Sun 4170 - x4-2 PAAS STD |  |  | 36 |  |  |  |  | 36 | F | Sun 4170 - x4-2 PAAS STD |  |  | 36 |  |  |  | 36 | F | Sun 4170 - x4-2 PAAS STD |  |  | 36 | F | Sun 4170 - x4-2 PAAS STD
| 35 | F |  |  |  | 35 | F |  |  | 35 | F | Sun 4170 - x4-2 PAAS STD |  |  | 35 |  |  |  |  | 35 | F | Sun 4170 - x4-2 PAAS STD |  |  | 35 |  |  |  | 35 | F | Sun 4170 - x4-2 PAAS STD |  |  | 35 | F | Sun 4170 - x4-2 PAAS STD
| 34 | F |  |  |  | 34 | F |  |  | 34 | F | Sun 4170 - x4-2 PAAS STD |  |  | 34 |  |  |  |  | 34 | F | Sun 4170 - x4-2 PAAS STD |  |  | 34 |  |  |  | 34 | F | Sun 4170 - x4-2 PAAS STD |  |  | 34 | F | Sun 4170 - x4-2 PAAS STD
| 33 | F |  |  |  | 33 | F |  |  | 33 | F | Sun 4170 - x4-2 PAAS STD |  |  | 33 |  | Storage Shelf |  |  | 33 | F | Sun 4170 - x4-2 PAAS STD |  |  | 33 |  | Storage Shelf |  | 33 | F | Sun 4170 - x4-2 PAAS STD |  |  | 33 | F | Sun 4170 - x4-2 PAAS STD
| 32 | F |  |  |  | 32 | F |  |  | 32 | F | Sun 4170 - x4-2 PAAS STD |  |  | 32 |  |  |  |  | 32 | F | Sun 4170 - x4-2 PAAS STD |  |  | 32 |  |  |  | 32 | F | Sun 4170 - x4-2 PAAS STD |  |  | 32 | F | Sun 4170 - x4-2 PAAS STD
| 31 | F |  |  |  | 31 | F |  |  | 31 | F | Sun 4170 - x4-2 PAAS STD |  |  | 31 |  |  |  |  | 31 | F | Sun 4170 - x4-2 PAAS STD |  |  | 31 |  |  |  | 31 | F | Sun 4170 - x4-2 PAAS STD |  |  | 31 | F | Sun 4170 - x4-2 PAAS STD
| 30 | F |  |  |  | 30 | F |  |  | 30 | F | Sun 4170 - x4-2 PAAS STD |  |  | 30 |  |  |  |  | 30 | F | Sun 4170 - x4-2 PAAS STD |  |  | 30 |  |  |  | 30 | F | Sun 4170 - x4-2 PAAS STD |  |  | 30 | F | Sun 4170 - x4-2 PAAS STD
| 29 | F |  |  |  | 29 | F |  |  | 29 | F | Sun 4170 - x4-2 PAAS STD |  |  | 29 |  | Storage Shelf |  |  | 29 | F | Sun 4170 - x4-2 PAAS STD |  |  | 29 |  | Storage Shelf |  | 29 | F | Sun 4170 - x4-2 PAAS STD |  |  | 29 | F | Sun 4170 - x4-2 PAAS STD
| 28 | F |  |  |  | 28 | F |  |  | 28 | F | Sun 4170 - x4-2 PAAS STD |  |  | 28 |  |  |  |  | 28 | F | Sun 4170 - x4-2 PAAS STD |  |  | 28 |  |  |  | 28 | F | Sun 4170 - x4-2 PAAS STD |  |  | 28 | F | Sun 4170 - x4-2 PAAS STD
| 27 | F |  |  |  | 27 | F |  |  | 27 | F | Sun 4170 - x4-2 PAAS STD |  |  | 27 |  |  |  |  | 27 | F | Sun 4170 - x4-2 PAAS STD |  |  | 27 |  |  |  | 27 | F | Sun 4170 - x4-2 PAAS STD |  |  | 27 | F | Sun 4170 - x4-2 PAAS STD
| 26 | F |  |  |  | 26 | F |  |  | 26 | F | Sun 4170 - x4-2 PAAS STD |  |  | 26 |  |  |  |  | 26 | F | Sun 4170 - x4-2 PAAS STD |  |  | 26 |  |  |  | 26 | F | Sun 4170 - x4-2 PAAS STD |  |  | 26 | F | Sun 4170 - x4-2 PAAS STD
| 25 | F |  |  |  | 25 | F |  |  | 25 | F | Sun 4170 - x4-2 PAAS STD |  |  | 25 |  | Head A | nleis01nasYYc |  | 25 | F | Sun 4170 - x4-2 PAAS STD |  |  | 25 |  | Head A | nleis01nasYYc | 25 | F | Sun 4170 - x4-2 PAAS STD |  |  | 25 | F | Sun 4170 - x4-2 PAAS STD
| 24 | F | Ex/ZFS Access Switch |  |  | 24 | F | Ex/ZFS Access Switch |  | 24 | F | Sun 4170 - x4-2 PAAS STD |  |  | 24 |  |  |  |  | 24 | F | Sun 4170 - x4-2 PAAS STD |  |  | 24 |  |  |  | 24 | F | Sun 4170 - x4-2 PAAS STD |  |  | 24 | F | Sun 4170 - x4-2 PAAS STD
| 23 | F | Cable Mgr |  |  | 23 | F | Cable Mgr |  | 23 | F | Sun 4170 - x4-2 PAAS STD |  |  | 23 |  |  |  |  | 23 | F | Sun 4170 - x4-2 PAAS STD |  |  | 23 |  |  |  | 23 | F | Sun 4170 - x4-2 PAAS STD |  |  | 23 | F | Sun 4170 - x4-2 PAAS STD
| 22 | F | Ex/ZFS Access Switch |  |  | 22 | F | Ex/ZFS Access Switch |  | 22 | F | Sun 4170 - x4-2 PAAS STD |  |  | 22 |  |  |  |  | 22 | F | Sun 4170 - x4-2 PAAS STD |  |  | 22 |  |  |  | 22 | F | Sun 4170 - x4-2 PAAS STD |  |  | 22 | F | Sun 4170 - x4-2 PAAS STD
| 21 | F | Cable Mgr |  |  | 21 | F | Cable Mgr |  | 21 | F | Sun 4170 - x4-2 PAAS STD |  |  | 21 |  | Head B | nleis01nasXXc |  | 21 | F | Sun 4170 - x4-2 PAAS STD |  |  | 21 |  | Head B | nleis01nasXXc | 21 | F | Sun 4170 - x4-2 PAAS STD |  |  | 21 | F | Sun 4170 - x4-2 PAAS STD
| 20 | F | Ex/ZFS Access Switch |  |  | 20 | F | Ex/ZFS Access Switch |  | 20 | F | Sun 4170 - x4-2 PAAS STD |  |  | 20 |  |  |  |  | 20 | F | Sun 4170 - x4-2 PAAS STD |  |  | 20 |  |  |  | 20 | F | Sun 4170 - x4-2 PAAS STD |  |  | 20 | F | Sun 4170 - x4-2 PAAS STD
| 19 | F | Cable Mgr |  |  | 19 | F | Cable Mgr |  | 19 | F | Sun 4170 - x4-2 PAAS STD |  |  | 19 |  |  |  |  | 19 | F | Sun 4170 - x4-2 PAAS STD |  |  | 19 |  |  |  | 19 | F | Sun 4170 - x4-2 PAAS STD |  |  | 19 | F | Sun 4170 - x4-2 PAAS STD
| 18 | F | Ex/ZFS Access Switch |  |  | 18 | F | Ex/ZFS Access Switch |  | 18 | F | Sun 4170 - x4-2 PAAS STD |  |  | 18 |  |  |  |  | 18 | F | Sun 4170 - x4-2 PAAS STD |  |  | 18 |  |  |  | 18 | F | Sun 4170 - x4-2 PAAS STD |  |  | 18 | F | Sun 4170 - x4-2 PAAS STD
| 17 | F | Cable Mgr |  |  | 17 | F | Cable Mgr |  | 17 | F | Sun 4170 - x4-2 PAAS STD |  |  | 17 |  | Storage Shelf |  |  | 17 | F | Sun 4170 - x4-2 PAAS STD |  |  | 17 |  | Storage Shelf |  | 17 | F | Sun 4170 - x4-2 PAAS STD |  |  | 17 | F | Sun 4170 - x4-2 PAAS STD
| 16 | F | Cisco Nexus 6001P (Agg) | opc-agg-2 |  | 16 | F | Cisco Nexus 6001P (Agg) | opc-agg-2 | 16 | F | Sun 4170 - x4-2 PAAS STD |  |  | 16 |  |  |  |  | 16 | F | Sun 4170 - x4-2 PAAS STD |  |  | 16 |  |  |  | 16 | F | Sun 4170 - x4-2 PAAS STD |  |  | 16 | F | Sun 4170 - x4-2 PAAS STD
| 15 | F | Cable Mgr |  |  | 15 | F | Cable Mgr |  | 15 | F | Sun 4170 - x4-2 PAAS STD |  |  | 15 |  |  |  |  | 15 | F | Sun 4170 - x4-2 PAAS STD |  |  | 15 |  |  |  | 15 | F | Sun 4170 - x4-2 PAAS STD |  |  | 15 | F | Sun 4170 - x4-2 PAAS STD
| 14 | F | Cisco Nexus 6001P (Agg) | opc-agg-1 |  | 14 | F | Cisco Nexus 6001P (Agg) | opc-agg-1 | 14 | F | Sun 4170 - x4-2 PAAS STD |  |  | 14 |  |  |  |  | 14 | F | Sun 4170 - x4-2 PAAS STD |  |  | 14 |  |  |  | 14 | F | Sun 4170 - x4-2 PAAS STD |  |  | 14 | F | Sun 4170 - x4-2 PAAS STD
| 13 | F | Cable Mgr |  |  | 13 | F | Cable Mgr |  | 13 | F | Sun 4170 - x4-2 PAAS STD |  |  | 13 |  | Storage Shelf |  |  | 13 | F | Sun 4170 - x4-2 PAAS STD |  |  | 13 |  | Storage Shelf |  | 13 | F | Sun 4170 - x4-2 PAAS STD |  |  | 13 | F | Sun 4170 - x4-2 PAAS STD
| 12 | F | Cisco Nexus 6001P (Agg) | opc-agg-2 |  | 12 | F | Cisco Nexus 6001P (Agg) | opc-agg-2 | 12 | F | Sun 4170 - x4-2 PAAS STD |  |  | 12 |  |  |  |  | 12 | F | Sun 4170 - x4-2 PAAS STD |  |  | 12 |  |  |  | 12 | F | Sun 4170 - x4-2 PAAS STD |  |  | 12 | F | Sun 4170 - x4-2 PAAS STD
| 11 | F | Cable Mgr |  |  | 11 | F | Cable Mgr |  | 11 | F | Sun 4170 - x4-2 PAAS STD |  |  | 11 |  |  |  |  | 11 | F | Sun 4170 - x4-2 PAAS STD |  |  | 11 |  |  |  | 11 | F | Sun 4170 - x4-2 PAAS STD |  |  | 11 | F | Sun 4170 - x4-2 PAAS STD
| 10 | F | Cisco Nexus 6001P (Agg) | opc-agg-1 |  | 10 | F | Cisco Nexus 6001P (Agg) | opc-agg-1 | 10 | F | Sun 4170 - x4-2 PAAS STD |  |  | 10 |  |  |  |  | 10 | F | Sun 4170 - x4-2 PAAS STD |  |  | 10 |  |  |  | 10 | F | Sun 4170 - x4-2 PAAS STD |  |  | 10 | F | Sun 4170 - x4-2 PAAS STD
| 9 | F | Cable Mgr |  |  | 9 | F | Cable Mgr |  | 9 | F | Sun 4170 - x4-2 PAAS STD |  |  | 9 |  | Storage Shelf |  |  | 9 | F | Sun 4170 - x4-2 PAAS STD |  |  | 9 |  | Storage Shelf |  | 9 | F | Sun 4170 - x4-2 PAAS STD |  |  | 9 | F | Sun 4170 - x4-2 PAAS STD
| 8 | F | Cisco Nexus 6001 | oob-agg-2 |  | 8 | F | Cisco Nexus 6001 | oob-agg-2 | 8 | F | Sun 4170 - x4-2 PAAS STD |  |  | 8 |  |  |  |  | 8 | F | Sun 4170 - x4-2 PAAS STD |  |  | 8 |  |  |  | 8 | F | Sun 4170 - x4-2 PAAS STD |  |  | 8 | F | Sun 4170 - x4-2 PAAS STD
| 7 | F | Cable Mgr |  |  | 7 | F | Cable Mgr |  | 7 | F | Sun 4170 - x4-2 PAAS STD |  |  | 7 |  |  |  |  | 7 | F | Sun 4170 - x4-2 PAAS STD |  |  | 7 |  |  |  | 7 | F | Sun 4170 - x4-2 PAAS STD |  |  | 7 | F | Sun 4170 - x4-2 PAAS STD
| 6 | F | Cisco Nexus 6001 | oob-agg-1 |  | 6 | F | Cisco Nexus 6001 | oob-agg-1 | 6 | F | Sun 4170 - x4-2 PAAS STD |  |  | 6 |  |  |  |  | 6 | F | Sun 4170 - x4-2 PAAS STD |  |  | 6 |  |  |  | 6 | F | Sun 4170 - x4-2 PAAS STD |  |  | 6 | F | Sun 4170 - x4-2 PAAS STD
| 5 | F | Cable Mgr |  |  | 5 | F | Cable Mgr |  | 5 | F | Sun 4170 - x4-2 PAAS STD |  |  | 5 |  | Storage Shelf |  |  | 5 | F | Sun 4170 - x4-2 PAAS STD |  |  | 5 |  | Storage Shelf |  | 5 | F | Sun 4170 - x4-2 PAAS STD |  |  | 5 | F | Sun 4170 - x4-2 PAAS STD
| 4 | F | Cisco Nexus 2248TM-E | oob-agg-1-100d |  | 4 | F | Cisco Nexus 2248TM-E | oob-agg-1-100d | 4 | F | Sun 4170 - x4-2 PAAS STD |  |  | 4 |  |  |  |  | 4 | F | Sun 4170 - x4-2 PAAS STD |  |  | 4 |  |  |  | 4 | F | Sun 4170 - x4-2 PAAS STD |  |  | 4 | F | Sun 4170 - x4-2 PAAS STD
| 3 | F | Cable Mgr |  |  | 3 | F | Cable Mgr |  | 3 | F | Sun 4170 - x4-2 PAAS STD |  |  | 3 |  |  |  |  | 3 | F | Sun 4170 - x4-2 PAAS STD |  |  | 3 |  |  |  | 3 | F | Sun 4170 - x4-2 PAAS STD |  |  | 3 | F | Sun 4170 - x4-2 PAAS STD
| 2 | F | Avocent 48 Port Cyclade | oob-ts-1 |  | 2 | F | Avocent 48 Port Cyclade | oob-ts-1 | 2 | F | Sun 4170 - x4-2 PAAS STD |  |  | 2 |  |  |  |  | 2 | F | Sun 4170 - x4-2 PAAS STD |  |  | 2 |  |  |  | 2 | F | Sun 4170 - x4-2 PAAS STD |  |  | 2 | F | Sun 4170 - x4-2 PAAS STD
| 1 | F | Cable Mgr |  |  | 1 | F | Cable Mgr |  | 1 | F | Sun 4170 - x4-2 PAAS STD |  |  | 1 |  |  |  |  | 1 | F | Sun 4170 - x4-2 PAAS STD |  |  | 1 |  |  |  | 1 | F | Sun 4170 - x4-2 PAAS STD |  |  | 1 | F | Sun 4170 - x4-2 PAAS STD
| 0b |  | PDU |  |  | 0b |  | PDU |  | 0b | R | PDU | lpclgxpdu032 |  | 0b | R | PDU 6441A | 32Amp 3-Phase High Voltage |  | 0b | R | PDU | lpclgxpdu032 |  | 0b | R | PDU 6441A | 32Amp 3-Phase High Voltage | 0b | R | PDU | lpclgxpdu032 |  | 0b | R | PDU | lpclgxpdu032
| 0a |  | PDU |  |  | 0a |  | PDU |  | 0a | R | PDU | lpclgxpdu031 |  | 0a | R | PDU 6441A | 32Amp 3-Phase High Voltage |  | 0a | R | PDU | lpclgxpdu031 |  | 0a | R | PDU 6441A | 32Amp 3-Phase High Voltage | 0a | R | PDU | lpclgxpdu031 |  | 0a | R | PDU | lpclgxpdu031
FY17Q1 Big data P22667
| z501 |  |  |  |  | z502 |  |  |  | z503 |  |  |  |  | z504 |  |  |  |  | z505 |  |  |  |  | z506 |  |  |  | z507 |  |  |  |  | z508 |  |  |  |  | z509
| RU | F/R | Overhead Patch Panels |  |  | RU | F/R | Overhead Patch Panels |  | RU | F/R | Overhead Patch Panels |  |  | RU | F/R | Overhead Patch Panels |  |  | RU | F/R | Overhead Patch Panels |  |  | RU | F/R | Overhead Patch Panels |  | RU | F/R | Overhead Patch Panels |  |  | RU | F/R | Overhead Patch Panels |  |  | RU | F/R | Overhead Patch Panels
| OH - U8 |  |  |  |  | OH - U8 |  |  |  | U4 |  |  |  |  | U4 |  |  |  |  | U4 |  |  |  |  | U4 |  |  |  | U4 |  |  |  |  | U4 |  |  |  |  | U4
| OH - U7 |  |  |  |  | OH - U7 |  |  |  | U3 | R | 18 Port copper - r501 RU41 | 18 Port copper - r502 RU41 |  | U3 | R | 18 Port copper - r501 RU40 | 18 Port copper - r502 RU40 |  | U3 | R | 18 Port copper - r501 RU39 | 18 Port copper - r502 RU39 |  | U3 | R | 18 Port copper - r501 RU38 | 18 Port copper - r502 RU38 | U3 | R | 18 Port copper - r501 RU37 | 18 Port copper - r502 RU37 |  | U3 | R | 18 Port copper - r501 RU36 | 18 Port copper - r502 RU36 |  | U3 | R | 18 Port copper - r501 RU35 | 18 Port copper - r502 RU35
| OH - U6 |  |  |  |  | OH - U6 |  |  |  | U2 | R | 24port LC Fibre - r502 RU48 | 8Port copper - r502 RU48 |  | U2 | R | 24port LC Fibre - r502 RU47 | 8Port copper - r502 RU47 |  | U2 | R | 24port LC Fibre - r502 RU46 | 8Port copper - r502 RU46 |  | U2 | R | 24port LC Fibre - r502 RU45 | 8Port copper - r502 RU45 | U2 | R | 24port LC Fibre - r502 RU44 | 8Port copper - r502 RU44 |  | U2 | R | 24port LC Fibre - r502 RU43 | 8Port copper - r502 RU43 |  | U2 | R | 24port LC Fibre - r502 RU42 | 8Port copper - r502 RU42
| OH - U5 |  |  |  |  | OH - U5 |  |  |  | U1 | R | 24port LC Fibre - r501 RU48 | 8Port copper - r501 RU48 |  | U1 | R | 24port LC Fibre - r501 RU47 | 8Port copper - r501 RU47 |  | U1 | R | 24port LC Fibre - r501 RU46 | 8Port copper - r501 RU46 |  | U1 | R | 24port LC Fibre - r501 RU45 | 8Port copper - r501 RU45 | U1 | R | 24port LC Fibre - r501 RU44 | 8Port copper - r501 RU44 |  | U1 | R | 24port LC Fibre - r501 RU43 | 8Port copper - r501 RU43 |  | U1 | R | 24port LC Fibre - r501 RU42 | 8Port copper - r501 RU42
| OH - U4 | R | 4Port MM fibre - z105 | 12 Port Copper - z105 |  | OH - U4
| OH - U3 | R | 6 Port LC SM Fibre - R101 RU46 |  |  | OH - U3 | R | 6 Port LC SM Fibre - R103 RU46
| OH - U2 | R | 48 Port LC Duplex Fibre - R103 RU48 |  |  | OH - U2 | R | 48 Port LC Duplex Fibre - R103 RU47
| OH - U1 | R | 48 Port LC Duplex Fibre - R101 RU48 |  |  | OH - U1 | R | 48 Port LC Duplex Fibre - R101 RU47
| C5R501 - 3A - BDA Aggregation Rack |  |  |  |  | C5R502 - 3B - BDA Aggregation Rack
| Serial # |  |  |  |  | Serial #
| RU |  | DEVICE | HOSTNAME |  | RU |  | DEVICE | HOSTNAME
| 48 | F | 24port LC Fibre - z503 | 8Port copper - z503 |  | 48 | F | 24port LC Fibre - z503 | 8Port copper - z503
| 47 | F | 24port LC Fibre - z504 | 8Port copper - z504 |  | 47 | F | 24port LC Fibre - z504 | 8Port copper - z504
| 46 | F | 24port LC Fibre - z505 | 8Port copper - z505 |  | 46 | F | 24port LC Fibre - z505 | 8Port copper - z505
| 45 | F | 24port LC Fibre - z506 | 8Port copper - z506 |  | 45 | F | 24port LC Fibre - z506 | 8Port copper - z506 | C5R503 - ZS 4-4 - Config 71 |  |  |  |  | Serial # |  | C5R504 - BDA |  |  | C5R505 - BDA |  |  |  |  | C5R506 - BDA |  |  |  | C5R507 - BDA |  |  |  |  | C5R508 - BDA |  |  |  |  | C5R509- Exadata X5-2 HP Full
| 44 | F | 24port LC Fibre - z507 | 8Port copper - z507 |  | 44 | F | 24port LC Fibre - z507 | 8Port copper - z507 | Serial # |  |  |  |  | RU | F/R | DEVICE | HOSTNAME |  | Serial # |  |  |  |  | Serial # |  |  |  | Serial # |  |  |  |  | Serial # |  |  |  |  | Serial #
| 43 | F | 24port LC Fibre - z508 | 8Port copper - z508 |  | 43 | F | 24port LC Fibre - z508 | 8Port copper - z508 | RU | F/R | DEVICE | HOSTNAME |  | 42 | R | 1U Solid Filler |  |  | RU | F/R | DEVICE | HOSTNAME |  | 42 | R | 1U Solid Filler |  | RU | F/R | DEVICE | HOSTNAME |  | Serial # |  |  |  |  | RU | F/R | DEVICE | HOSTNAME
| 42 | F | 24port LC Fibre - z509 | 8Port copper - z509 |  | 42 | F | 24port LC Fibre - z509 | 8Port copper - z509 | 42 |  |  |  |  | 41 | R | X5-2 (EM) | nlclgd0085 |  | 42 | R | 1U Solid Filler |  |  | 41 | R | 1U Solid Filler |  | 42 | R | 1U Solid Filler |  |  | RU | F/R | DEVICE | HOSTNAME |  | 42 | F | 1U Solid Filler
| 41 | F | 18 Port copper - z503 |  |  | 41 | F | 18 Port copper - z503 |  | 41 |  | Storage Shelf |  |  | 40 | R | X5-2 BDA Server | nlclbx0018 |  | 41 | R | 1U Solid Filler |  |  | 40 | R | X5-2 BDA Server | nlclbx0054 | 41 | R | X5-2 (EM) | nlclgd0086 |  | 42 | R | 1U Solid Filler |  |  | 41 | F | 1U Solid Filler
| 40 | F | 18 Port copper - z504 |  |  | 40 | F | 18 Port copper - z504 |  | 40 |  |  |  |  | 39 | R |  |  |  | 40 | R | X5-2 BDA Server | nlclbx0036 |  | 39 | R |  |  | 40 | R | X5-2 BDA Server | nlclbx0072 |  | 41 | R | 1U Solid Filler |  |  | 40 | F | X5-2 Storage Server | nlclcx1837
| 39 | F | 18 Port copper - z505 |  |  | 39 | F | 18 Port copper - z505 |  | 39 |  |  |  |  | 38 | R | X5-2 BDA Server | nlclbx0017 |  | 39 | R |  |  |  | 38 | R | X5-2 BDA Server | nlclbx0053 | 33 | R |  |  |  | 40 | R | X5-2 BDA Server | nlclbx0090 |  | 39 | F
| 38 | F | 18 Port copper - z506 |  |  | 38 | F | 18 Port copper - z506 |  | 38 |  |  |  |  | 37 | R |  |  |  | 38 | R | X5-2 BDA Server | nlclbx0035 |  | 37 | R |  |  | 38 | R | X5-2 BDA Server | nlclbx0071 |  | 33 | R |  |  |  | 38 | F | X5-2 Storage Server | nlclcx1836
| 37 | F | 18 Port copper - z507 |  |  | 37 | F | 18 Port copper - z507 |  | 37 |  | Storage Shelf |  |  | 36 | F | X5-2 BDA Server | nlclbx0016 |  | 37 | R |  |  |  | 36 | F | X5-2 BDA Server | nlclbx0052 | 37 | R |  |  |  | 38 | R | X5-2 BDA Server | nlclbx0089 |  | 37 | F
| 36 | F | 18 Port copper - z508 |  |  | 36 | F | 18 Port copper - z508 |  | 36 |  |  |  |  | 35 | F |  |  |  | 36 | F | X5-2 BDA Server | nlclbx0034 |  | 35 | F |  |  | 36 | F | X5-2 BDA Server | nlclbx0070 |  | 37 | R |  |  |  | 36 | F | X5-2 Storage Server | nlclcx1835
| 35 | F | 18 Port copper - z509 |  |  | 35 | F | 18 Port copper - z509 |  | 35 |  |  |  |  | 34 | F | X5-2 BDA Server | nlclbx0015 |  | 35 | F |  |  |  | 34 | F | X5-2 BDA Server | nlclbx0051 | 35 | F |  |  |  | 36 | F | X5-2 BDA Server | nlclbx0088 |  | 35 | F
| 34 | F | Cisco Nexus 56128 (BDCS) | am3-bdcs-c5r501-dist-1 |  | 34 | F | Cisco Nexus 56128 (BDCS) | am3-bdcs-c5r502-dist-2 | 34 |  |  |  |  | 33 | F |  |  |  | 34 | F | X5-2 BDA Server | nlclbx0033 |  | 33 | F |  |  | 34 | F | X5-2 BDA Server | nlclbx0069 |  | 35 | F |  |  |  | 34 | F | X5-2 Storage Server | nlclcx1834
| 33 | F |  |  |  | 33 | F |  |  | 33 |  | Storage Shelf |  |  | 32 | F | X5-2 BDA Server | nlclbx0014 |  | 33 | F |  |  |  | 32 | F | X5-2 BDA Server | nlclbx0050 | 33 | F |  |  |  | 34 | F | X5-2 BDA Server | nlclbx0087 |  | 33 | F
| 32 | F | Cable Mgr |  |  | 32 | F | Cable Mgr |  | 32 |  |  |  |  | 31 | F |  |  |  | 32 | F | X5-2 BDA Server | nlclbx0032 |  | 31 | F |  |  | 32 | F | X5-2 BDA Server | nlclbx0068 |  | 33 | F |  |  |  | 32 | F | X5-2 Storage Server | nlclcx1833
| 31 | F |  |  |  | 31 | F |  |  | 31 |  |  |  |  | 30 | F | X5-2 BDA Server | nlclbx0013 |  | 31 | F |  |  |  | 30 | F | X5-2 BDA Server | nlclbx0049 | 31 | F |  |  |  | 32 | F | X5-2 BDA Server | nlclbx0086 |  | 31 | F
| 30 | F |  |  |  | 30 | F |  |  | 30 |  |  |  |  | 29 | F |  |  |  | 30 | F | X5-2 BDA Server | nlclbx0031 |  | 29 | F |  |  | 30 | F | X5-2 BDA Server | nlclbx0067 |  | 31 | F |  |  |  | 30 | F | X5-2 Storage Server | nlclcx1832
| 29 | F |  |  |  | 29 | F |  |  | 29 |  | Storage Shelf |  |  | 28 | F | X5-2 BDA Server | nlclbx0012 |  | 29 | F |  |  |  | 28 | F | X5-2 BDA Server | nlclbx0048 | 29 | F |  |  |  | 30 | F | X5-2 BDA Server | nlclbx0085 |  | 29 | F
| 28 | F |  |  |  | 28 | F |  |  | 28 |  |  |  |  | 27 | F |  |  |  | 28 | F | X5-2 BDA Server | nlclbx0030 |  | 27 | F |  |  | 28 | F | X5-2 BDA Server | nlclbx0066 |  | 29 | F |  |  |  | 28 | F | X5-2 Storage Server | nlclcx1831
| 27 | F |  |  |  | 27 | F |  |  | 27 |  |  |  |  | 26 | F | X5-2 BDA Server | nlclbx0011 |  | 27 | F |  |  |  | 26 | F | X5-2 BDA Server | nlclbx0047 | 27 | F |  |  |  | 28 | F | X5-2 BDA Server | nlclbx0084 |  | 27 | F
| 26 | F |  |  |  | 26 | F |  |  | 26 |  |  |  |  | 25 | F |  |  |  | 26 | F | X5-2 BDA Server | nlclbx0029 |  | 25 | F |  |  | 26 | F | X5-2 BDA Server | nlclbx0065 |  | 27 | F |  |  |  | 26 | F | X5-2 DB Server | nlcldx0464
| 25 | F |  |  |  | 25 | F |  |  | 25 |  | Head A | am3-opc-c5r503-zfs-1 |  | 24 | F | X5-2 BDA Server | nlclbx0010 |  | 25 | F |  |  |  | 24 | F | X5-2 BDA Server | nlclbx0046 | 25 | F |  |  |  | 26 | F | X5-2 BDA Server | nlclbx0083 |  | 25 | F | X5-2 DB Server | nlcldx0463
| 24 | F |  |  |  | 24 | F |  |  | 24 |  |  |  |  | 23 | F |  |  |  | 24 | F | X5-2 BDA Server | nlclbx0028 |  | 23 | F |  |  | 24 | F | X5-2 BDA Server | nlclbx0064 |  | 25 | F |  |  |  | 24 | F | X5-2 DB Server | nlcldx0462
| 23 | F |  |  |  | 23 | F |  |  | 23 |  |  |  |  | 22 | F | NM2-GW IB Leaf Switch | nlclgxibsw412 |  | 23 | F |  |  |  | 22 | F | NM2-GW IB Leaf Switch | nlclgxibsw418 | 23 | F |  |  |  | 24 | F | X5-2 BDA Server | nlclbx0082 |  | 23 | F | X5-2 DB Server | nlcldx0461
| 22 | F |  |  |  | 22 | F |  |  | 22 |  |  |  |  | 21 | F | Cisco 4948 | am3-bdcs-c5r504-acc-1 |  | 22 | F | NM2-GW IB Leaf Switch | nlclgxibsw415 |  | 21 | F | Cisco 4948 | am3-bdcs-c5r506-acc-1 | 22 | F | NM2-GW IB Leaf Switch | nlclgxibsw421 |  | 23 | F |  |  |  | 22 | R | IB Switch -36 Port | nlclgxibsw427
| 21 | F |  |  |  | 21 | F |  |  | 21 |  | Head B | am3-opc-c5r503-zfs-2 |  | 20 | F | NM2-GW IB Leaf Switch | nlclgxibsw411 |  | 21 | F | Cisco 4948 | am3-bdcs-c5r505-acc-1 |  | 20 | F | NM2-GW IB Leaf Switch | nlclgxibsw417 | 21 | F | Cisco 4948 | am3-bdcs-c5r507-acc-1 |  | 22 | F | NM2-GW IB Leaf Switch | nlclgxibsw424 |  | 21 | R | Cisco 4948 | am3-opc-c5r509-acc-1
| 20 | F |  |  |  | 20 | F |  |  | 20 |  |  |  |  | 19 | F | X5-2 BDA Server | nlclbx0009 |  | 20 | F | NM2-GW IB Leaf Switch | nlclgxibsw414 |  | 19 | F | X5-2 BDA Server | nlclbx0045 | 20 | F | NM2-GW IB Leaf Switch | nlclgxibsw420 |  | 21 | F | Cisco 4948 | am3-bdcs-c5r508-acc-1 |  | 20 | R | IB Switch -36 Port | nlclgxibsw426
| 19 | F |  |  |  | 19 | F |  |  | 19 |  |  |  |  | 18 | F |  |  |  | 19 | F | X5-2 BDA Server | nlclbx0027 |  | 18 | F |  |  | 19 | F | X5-2 BDA Server | nlclbx0063 |  | 20 | F | NM2-GW IB Leaf Switch | nlclgxibsw423 |  | 19 | F | X5-2 DB Server | nlcldx0460
| 18 | F |  |  |  | 18 | F |  |  | 18 |  |  |  |  | 17 | F | X5-2 BDA Server | nlclbx0008 |  | 18 | F |  |  |  | 17 | F | X5-2 BDA Server | nlclbx0044 | 18 | F |  |  |  | 19 | F | X5-2 BDA Server | nlclbx0081 |  | 18 | F | X5-2 DB Server | nlcldx0459
| 17 | F |  |  |  | 17 | F |  |  | 17 |  | Storage Shelf |  |  | 16 | F |  |  |  | 17 | F | X5-2 BDA Server | nlclbx0026 |  | 16 | F |  |  | 17 | F | X5-2 BDA Server | nlclbx0062 |  | 18 | F |  |  |  | 17 | F | X5-2 DB Server | nlcldx0458
| 16 | F |  |  |  | 16 | F |  |  | 16 |  |  |  |  | 15 | F | X5-2 BDA Server | nlclbx0007 |  | 16 | F |  |  |  | 15 | F | X5-2 BDA Server | nlclbx0043 | 16 | F |  |  |  | 17 | F | X5-2 BDA Server | nlclbx0080 |  | 16 | F | X5-2 DB Server | nlcldx0457
| 15 | F |  |  |  | 15 | F |  |  | 15 |  |  |  |  | 14 | F |  |  |  | 15 | F | X5-2 BDA Server | nlclbx0025 |  | 14 | F |  |  | 15 | F | X5-2 BDA Server | nlclbx0061 |  | 16 | F |  |  |  | 15 | F | X5-2 Storage Server | nlclcx1830
| 14 | F |  |  |  | 14 | F |  |  | 14 |  |  |  |  | 13 | F | X5-2 BDA Server | nlclbx0006 |  | 14 | F |  |  |  | 13 | F | X5-2 BDA Server | nlclbx0042 | 14 | F |  |  |  | 15 | F | X5-2 BDA Server | nlclbx0079 |  | 14 | F
| 13 | F | Juniper SRX5400 | am3-bdcs-c5r501-fw-1a |  | 13 | F | Juniper SRX5400 | am3-bdcs-c5r502-fw-1b | 13 |  | Storage Shelf |  |  | 12 | F |  |  |  | 13 | F | X5-2 BDA Server | nlclbx0024 |  | 12 | F |  |  | 13 | F | X5-2 BDA Server | nlclbx0060 |  | 14 | F |  |  |  | 13 | F | X5-2 Storage Server | nlclcx1829
| 12 | F |  |  |  | 12 | F |  |  | 12 |  |  |  |  | 11 | F | X5-2 BDA Server | nlclbx0005 |  | 12 | F |  |  |  | 11 | F | X5-2 BDA Server | nlclbx0041 | 12 | F |  |  |  | 13 | F | X5-2 BDA Server | nlclbx0078 |  | 12 | F
| 11 | F |  |  |  | 11 | F |  |  | 11 |  |  |  |  | 10 | F |  |  |  | 11 | F | X5-2 BDA Server | nlclbx0023 |  | 10 | F |  |  | 11 | F | X5-2 BDA Server | nlclbx0059 |  | 12 | F |  |  |  | 11 | F | X5-2 Storage Server | nlclcx1828
| 10 | F |  |  |  | 10 | F |  |  | 10 |  |  |  |  | 9 | F | X5-2 BDA Server | nlclbx0004 |  | 10 | F |  |  |  | 9 | F | X5-2 BDA Server | nlclbx0040 | 10 | F |  |  |  | 11 | F | X5-2 BDA Server | nlclbx0077 |  | 10 | F
| 9 | F |  |  |  | 9 | F |  |  | 9 |  | Storage Shelf |  |  | 8 | F |  |  |  | 9 | F | X5-2 BDA Server | nlclbx0022 |  | 8 | F |  |  | 9 | F | X5-2 BDA Server | nlclbx0058 |  | 10 | F |  |  |  | 9 | F | X5-2 Storage Server | nlclcx1827
| 8 | F | Netoptics FlexTaps (1 @ Short Reach) |  |  | 8 | F | Netoptics FlexTaps (1 @ Short Reach) |  | 8 |  |  |  |  | 7 | F | X5-2 BDA Server | nlclbx0003 |  | 8 | F |  |  |  | 7 | F | X5-2 BDA Server | nlclbx0039 | 8 | F |  |  |  | 9 | F | X5-2 BDA Server | nlclbx0076 |  | 8 | F
| 7 | F | Cable Mgr |  |  | 7 | F | Cable Mgr |  | 7 |  |  |  |  | 6 | F |  |  |  | 7 | F | X5-2 BDA Server | nlclbx0021 |  | 6 | F |  |  | 7 | F | X5-2 BDA Server | nlclbx0057 |  | 8 | F |  |  |  | 7 | F | X5-2 Storage Server | nlclcx1826
| 6 | F | Netoptics Direct xStream |  |  | 6 | F | Netoptics Direct xStream |  | 6 |  |  |  |  | 5 | F | X5-2 BDA Server | nlclbx0002 |  | 6 | F |  |  |  | 5 | F | X5-2 BDA Server | nlclbx0038 | 6 | F |  |  |  | 7 | F | X5-2 BDA Server | nlclbx0075 |  | 6 | F
| 5 | F | Cable Mgr |  |  | 5 | F | Cable Mgr |  | 5 |  | Storage Shelf |  |  | 4 | F |  |  |  | 5 | F | X5-2 BDA Server | nlclbx0020 |  | 4 | F |  |  | 5 | F | X5-2 BDA Server | nlclbx0056 |  | 6 | F |  |  |  | 5 | F | X5-2 Storage Server | nlclcx1825
| 4 | F | Cisco Nexus 6001 (oob) | am3-oob-c5r501-agg-1 |  | 4 | F | Cisco Nexus 6001 (oob) | am3-oob-c5r502-agg-2 | 4 |  |  |  |  | 3 | F | X5-2 BDA Server | nlclbx0001 |  | 4 | F |  |  |  | 3 | F | X5-2 BDA Server | nlclbx0037 | 4 | F |  |  |  | 5 | F | X5-2 BDA Server | nlclbx0074 |  | 4 | F
| 3 | F | Cable Mgr |  |  | 3 | F | Cable Mgr |  | 3 |  |  |  |  | 2 | F |  |  |  | 3 | F | X5-2 BDA Server | nlclbx0019 |  | 2 | F |  |  | 3 | F | X5-2 BDA Server | nlclbx0055 |  | 4 | F |  |  |  | 3 | F | X5-2 Storage Server | nlclcx1824
| 2 | F | Cisco Nexus 2248TM-E | am3-oob-c5r501-agg-1-100d |  | 2 | F | Cisco Nexus 2248TM-E | am3-oob-c5r502-agg-1-100d | 2 |  |  |  |  | 1 | F | NM2-36P IB Spine Switch | nlclgxibsw410 |  | 2 | F |  |  |  | 1 | F | NM2-36P IB Spine Switch | nlclgxibsw416 | 2 | F |  |  |  | 3 | F | X5-2 BDA Server | nlclbx0073 |  | 2 | F
| 1 | F | Cable Mgr |  |  | 1 | F | Cable Mgr |  | 1 |  |  |  |  | 0b | R | PDU | nlclgxpdu577 |  | 1 | F | NM2-36P IB Spine Switch | nlclgxibsw413 |  | 0b | R | PDU | nlclgxpdu581 | 1 | F | NM2-36P IB Spine Switch | nlclgxibsw419 |  | 2 | F |  |  |  | 1 | R | IB Switch -36 Port | nlclgxibsw425
| 0b |  | Avocent 48 Port Cyclade | am3-oob-c5r501-ts-1 |  | 0b |  | Avocent 48 Port Cyclade | am3-oob-c5r502-ts-1 | 0b | R | PDU 6441A | 32Amp 3-Phase High Voltage |  | 0a | R | PDU | nlclgxpdu576 |  | 0b | R | PDU | nlclgxpdu579 |  | 0a | R | PDU | nlclgxpdu580 | 0b | R | PDU | nlclgxpdu583 |  | 1 | F | NM2-36P IB Spine Switch | nlclgxibsw422 |  | 0b | R | PDU AP6445A 32Amp 3-Phase | nlclgxpdu587
| 0a |  | PDU |  |  | 0a |  | PDU |  | 0a | R | PDU 6441A | 32Amp 3-Phase High Voltage |  | 0a | R | PDU |  |  | 0a | R | PDU | nlclgxpdu578 |  | 0a | R | PDU |  | 0a | R | PDU | nlclgxpdu582 |  | 0b | R | PDU | nlclgxpdu585 |  | 0a | R | PDU AP6445A 32Amp 3-Phase | nlclgxpdu586
[34 empty] | 0a | R | PDU | nlclgxpdu584

## AM3-Structured Cable Mapping
Server -> Aggregation | [9 empty] | Aggregation -> Core -> MAN -> All MM Fibre LC terminated
Product Group | Cage | Rack Overhead | OH RU | Port | Cage | Network Aggregation Rack | RU | Port |  | Cage | Rack Overhead | OH RU | Cage | Core Rack Number | RU
Dedicated PAAS Compute | 30701 | 207 | 1 |  | 30701 | 107 | 48 |  | Network Core #1 | 30701 | 101 | 1 | 30701 | 201 | 48
Dedicated PAAS Compute | 30701 | 208 | 1 |  | 30701 | 107 | 43 |  | Network Core #2 | 30701 | 102 | 1 | 11001 | z102 | 2
Dedicated PAAS Compute | 30701 | 209 | 1 |  | 30701 | 107 | 45 |  | Network Core #3 | 30701 | 103 | 1 | 30701 | 202 | 48
Dedicated PAAS Compute | 30701 | 210 | 1 |  | 30701 | 107 | 41 |  | Network Core #4 | 30701 | 102 | 1 | 11001 | z104 | 2
Dedicated PAAS Compute | 30701 | 301 | 1 |  | 30701 | 402 | 48 |  | Security Rack #1 | 30701 | z105 | 1 | 30701 | 102 | 48
Dedicated PAAS Compute | 30701 | 302 | 1 |  | 30701 | 402 | 43 |  | Security Rack #1 | 30701 | z105 | 1 | 30701 | 104 | 48
Dedicated PAAS Compute | 30701 | 303 | 1 |  | 30701 | 402 | 45 |  | Security Rack #1 | 30701 | z105 | 2 | 30701 | 201 | 47
Dedicated PAAS Compute | 30701 | 304 | 1 |  | 30701 | 402 | 41 |  | Security Rack #1 | 30701 | z105 | 2 | 30701 | 202 | 47
Dedicated PAAS Compute | 30701 | 305 | 1 |  | 30701 | 108 | 47 |  | Security Rack #2 | 30701 | z106 | 1 | 30701 | 102 | 48
Dedicated PAAS Compute | 30701 | 306 | 1 |  | 30701 | 108 | 42 |  | Security Rack #2 | 30701 | z106 | 1 | 30701 | 104 | 48
Dedicated PAAS Compute | 30701 | 307 | 1 |  | 30701 | 108 | 48 |  | Security Rack #2 | 30701 | z106 | 2 | 30701 | 201 | 47
Dedicated PAAS Compute | 30701 | 308 | 1 |  | 30701 | 108 | 43 |  | Security Rack #2 | 30701 | z106 | 2 | 30701 | 202 | 47
Dedicated PAAS Compute | 30701 | 309 | 1 |  | 30701 | 108 | 46 |  | Dedicated PAAS Agg 1A | 30701 | z107 | 1 | 30701 | 102 | 47
Dedicated PAAS Compute | 30701 | 310 | 1 |  | 30701 | 108 | 41 |  | Dedicated PAAS Agg 1A | 30701 | z107 | 2 | 30701 | 104 | 47
Dedicated PAAS Compute | 30701 | 311 | 1 |  | 30701 | 108 | 45 |  | Dedicated PAAS Agg 1A | 30701 | z107 | 3 | 30701 | 108 | 3
Dedicated PAAS Compute | 30701 | 312 | 1 |  | 30701 | 107 | 46 |  | Dedicated PAAS Agg 1A | 30701 | z107 | 4 | 30701 | 108 | 4
Dedicated PAAS Compute | 30701 | 403 | 1 |  | 30701 | 401 | 48 |  | Dedicated PAAS Agg 1A | 30701 | z107 | 5 | 30701 | 105 | 3
Dedicated PAAS Compute | 30701 | 404 | 1 |  | 30701 | 401 | 43 |  | Dedicated PAAS Agg 1B | 30701 | z108 | 1 | 30701 | 102 | 47
Dedicated PAAS Compute | 30701 | 405 | 1 |  | 30701 | 401 | 45 |  | Dedicated PAAS Agg 1B | 30701 | z108 | 2 | 30701 | 104 | 47
Dedicated PAAS Compute | 30701 | 406 | 1 |  | 30701 | 401 | 41 |  | Dedicated PAAS Agg 2A | 30701 | z401 | 1 | 30701 | 102 | 46
Dedicated PAAS Compute | 30701 | 407 | 1 |  | 30701 | 401 | 46 |  | Dedicated PAAS Agg 2A | 30701 | z401 | 2 | 30701 | 104 | 46
Dedicated PAAS Compute | 30701 | 408 | 1 |  | 30701 | 402 | 46 |  | Dedicated PAAS Agg 2A | 30701 | z401 | 3 | 30701 | 402 | 3
BDA | 30701 | 503 | 1 |  | 30701 | 501 | 48 |  | Dedicated PAAS Agg 2A | 30701 | z401 | 4 | 30701 | 402 | 4
BDA | 30701 | 503 | 2 |  | 30701 | 502 | 48 |  | Dedicated PAAS Agg 2A | 30701 | z401 | 5 | 30701 | 105 | 2
BDA | 30701 | 503 | 3 |  | 30701 | 501 | 41 |  | Dedicated PAAS Agg 2B | 30701 | z402 | 1 | 30701 | 102 | 46
BDA | 30701 | 503 | 3 |  | 30701 | 502 | 41 |  | Dedicated PAAS Agg 2B | 30701 | z402 | 2 | 30701 | 104 | 46
BDA | 30701 | 504 | 1 |  | 30701 | 501 | 47 |  | Dedicated PAAS Agg 2B | 30701 | z402 | 3 | 30701 | 401 | 3
BDA | 30701 | 504 | 2 |  | 30701 | 502 | 47 |  | Dedicated PAAS Agg 2B | 30701 | z402 | 4 | 30701 | 401 | 4
BDA | 30701 | 504 | 3 |  | 30701 | 501 | 40 |  | BDA Agg 3A | 30701 | z501 | 1 | 30701 | 101 | 48
BDA | 30701 | 504 | 3 |  | 30701 | 502 | 40 |  | BDA Agg 3A | 30701 | z501 | 2 | 30701 | 103 | 48
BDA | 30701 | 505 | 1 |  | 30701 | 501 | 46 |  | BDA Agg 3A | 30701 | z501 | 3 | 30701 | 101 | 46
BDA | 30701 | 505 | 2 |  | 30701 | 502 | 46 |  | BDA Agg 3A | 30701 | z501 | 4 | 30701 | 105 | 3
BDA | 30701 | 505 | 3 |  | 30701 | 501 | 39 |  | BDA Agg 3B | 30701 | z502 | 1 | 30701 | 101 | 47
BDA | 30701 | 505 | 3 |  | 30701 | 502 | 39 |  | BDA Agg 3B | 30701 | z502 | 2 | 30701 | 103 | 47
BDA | 30701 | 506 | 1 |  | 30701 | 501 | 45 |  | BDA Agg 3B | 30701 | z502 | 3 | 30701 | 103 | 46
BDA | 30701 | 506 | 2 |  | 30701 | 502 | 45
BDA | 30701 | 506 | 3 |  | 30701 | 501 | 38
BDA | 30701 | 506 | 3 |  | 30701 | 502 | 38
BDA | 30701 | 507 | 1 |  | 30701 | 501 | 44
BDA | 30701 | 507 | 2 |  | 30701 | 502 | 44
BDA | 30701 | 507 | 3 |  | 30701 | 501 | 37
BDA | 30701 | 507 | 3 |  | 30701 | 502 | 37
BDA | 30701 | 508 | 1 |  | 30701 | 501 | 43
BDA | 30701 | 508 | 2 |  | 30701 | 502 | 43 |  | Core -> Core
BDA | 30701 | 508 | 3 |  | 30701 | 501 | 36 |  | Cage | Rack Overhead | OH RU | Cage | Core Rack Number | OH RU
BDA | 30701 | 508 | 3 |  | 30701 | 502 | 36 |  | 30701 | Z102 | 1 | 11001 | 102
BDA | 30701 | 509 | 1 |  | 30701 | 501 | 42 |  | 30701 | Z104 | 1 | 11001 | 104
BDA | 30701 | 509 | 2 |  | 30701 | 502 | 42
BDA | 30701 | 509 | 3 |  | 30701 | 501 | 35
BDA | 30701 | 509 | 3 |  | 30701 | 502 | 35

## C4R101-104 - NW Core
|  |  |  | Copper / Fiber | Cable OR Optic Type | Vlans | Device | Rack | RU | Interface | Patch Panel R U Interface | Patch Panel R U Interface | Device | Rack | RU | Interface | Optics
z101 PP 8RU
RU | F/R | Overhead Patch Panels |  | oob console
OH - U8
OH - U7 |  |  |  | Copper | Cat6 |  | am3-oob-dist-5 | c5r101 | 4 | con | homerun | homerun | am3-oob-c5r101-ts-1 | c5r101 | 2 | p1
OH - U6 |  |  |  | Copper | Cat6 |  | am3-oob-c5r101-ts-1 | c5r101 | 2 | con | homerun | homerun | am3-oob-c5r103-ts-1 | c5r103 | 2 | p48
OH - U5
OH - U4 |  |  |  | Copper | Cat6 |  | am3-oob-dist-6 | c5r103 | 4 | con | homerun | homerun | am3-oob-c5r103-ts-1 | c5r103 | 2 | p1
OH - U3 |  |  |  | Copper | Cat6 |  | am3-oob-c5r103-ts-1 | c5r103 | 2 | con | homerun | homerun | am3-oob-c5r101-ts-1 | c5r101 | 2 | p48
OH - U2
OH - U1 |  | 48 Port LC Duplex Fibre - c5r201 RU48
Production Console
Serial # APC AR3347 Rack (750mm wide)
RU | F/R | DEVICE | HOSTNAME | Copper | Cat6 |  | am3-core-rtr-5 | c5r101 | 5 | con0 | homerun | homerun | am3-oob-c5r101-ts-1 | c5r101 | 2 | p2
48 | F | 48 Port LC Duplex Fibre - z501 RU1 |  | Copper | Cat6 |  | am3-core-rtr-5 | c5r101 | 5 | con1 | homerun | homerun | am3-oob-c5r103-ts-1 | c5r103 | 2 | p2
47 | F | 48 Port LC Duplex Fibre - z502 RU1
46 | F | 6 Port LC SM Fibre - z501 U3 |  | Copper | Cat6 |  | am3-core-rtr-6 | c5r103 | 5 | con0 | homerun | homerun | am3-oob-c5r101-ts-1 | c5r101 | 2 | p3
45 | F |  |  | Copper | Cat6 |  | am3-core-rtr-6 | c5r103 | 5 | con1 | homerun | homerun | am3-oob-c5r103-ts-1 | c5r103 | 2 | p3
45 | F
44 | F |  |  | Copper | Cat6 |  | am3-opc-dist-7 | c5r101 | 22 | con | homerun | homerun | am3-oob-c5r101-ts-1 | c5r101 | 2 | p4
43 | F |  |  | Copper | Cat6 |  | am3-opc-dist-8 | c5r103 | 22 | con | homerun | homerun | am3-oob-c5r103-ts-1 | c5r103 | 2 | p4
42 | F
41 | F
40 | F |  |  | oob
39 | F
38 | F |  |  | Fiber | QSFP |  | am3-oob-dist-5 | c5r101 | 4 | Eth2/1 | homerun | homerun | am3-oob-dist-6 | c5r103 | 4 | Eth2/1 | QSFP-DAC | VPC Peer-link - Use 7M cable
37 | F |  |  | Fiber | QSFP |  | am3-oob-dist-5 | c5r101 | 4 | Eth2/2 | homerun | homerun | am3-oob-dist-6 | c5r103 | 4 | Eth2/2 | QSFP-DAC | VPC Peer-link - Use 7M cable
36 | F |  |  | Fiber | MMF (LC-LC) |  | am3-oob-dist-5 | c5r101 | 4 | Eth1/47 | homerun | homerun | am3-oob-dist-6 | c5r103 | 4 | Eth1/47 | SFP-10G-SR | VPC Keepalive
35 | F |  |  | Fiber | MMF (LC-LC) |  | am3-oob-dist-5 | c5r101 | 4 | Eth1/48 | homerun | homerun | am3-oob-dist-6 | c5r103 | 4 | Eth1/48 | SFP-10G-SR | VPC Keepalive
34 | F |  |  | Copper | Cat6 |  | am3-oob-dist-5 | c5r101 | 4 | mgmt | homerun | homerun | am3-oob-dist-6 | c5r103 | 4 | mgmt
33 | F
32 | F |  |  | Copper | Cat6 |  | am3-oob-c5r101-ts-1 | c5r101 | 2 | eth0 | homerun | homerun | am3-oob-dist-5 | c5r101 | 4 | e1/3 | SFP-1GE-FE-E-T
31 | F |  |  | Copper | Cat6 |  | am3-oob-c5r101-ts-1 | c5r101 | 2 | eth1 | homerun | homerun | am3-oob-dist-6 | c5r103 | 4 | e1/3 | SFP-1GE-FE-E-T
30 | F
29 | F |  |  | Copper | Cat6 |  | am3-oob-c5r103-ts-1 | c5r103 | 2 | eth1 | homerun | homerun | am3-oob-dist-5 | c5r101 | 4 | e1/4 | SFP-1GE-FE-E-T
28 | F |  |  | Copper | Cat6 |  | am3-oob-c5r103-ts-1 | c5r103 | 2 | eth0 | homerun | homerun | am3-oob-dist-6 | c5r103 | 4 | e1/4 | SFP-1GE-FE-E-T
27 | F
26 | F |  |  | Copper | Cat6 |  | am3-core-rtr-5 | c5r101 | 5 | fxp0 | homerun | homerun | am3-oob-dist-5 | c5r101 | 4 | e1/5 | GLC-T | mgmt port re0
25 | F |  |  | Copper | Cat6 |  | am3-core-rtr-5 | c5r101 | 5 | fxp1 | homerun | homerun | am3-oob-dist-6 | c5r103 | 4 | e1/5 | GLC-T | mgmt port re1
24 | F
23 | F |  |  | Copper | Cat6 |  | am3-core-rtr-6 | c5r103 | 5 | fxp0 | homerun | homerun | am3-oob-dist-5 | c5r101 | 4 | e1/6 | GLC-T | mgmt port re0
22 | F | Cisco Nexus 6001P | am3-opc-dist-7 | Copper | Cat6 |  | am3-core-rtr-6 | c5r103 | 5 | fxp1 | homerun | homerun | am3-oob-dist-6 | c5r103 | 4 | e1/6 | GLC-T | mgmt port re1
21 | F | Cable Mgr
20 | F | Juniper MX960 | am3-core-rtr-5 | Fiber | MMF (LC-LC) |  | am3-oob-dist-5 | c5r101 | 4 | Eth1/1 | c5 z102 u1 p1 | c4 z102 u2 p1 | am3-oob-dist-3 | c4r101 | 4 | e1/28 | SFP-10GBase-SR | Cage 5 to Cage 4 connection
19 | F |  |  | Fiber | MMF (LC-LC) |  | am3-oob-dist-5 | c5r101 | 4 | Eth1/2 | c5 z102 u1 p5 | c4 z102 u2 p5 | am3-oob-dist-4 | c4r103 | 4 | e1/28 | SFP-10GBase-SR | Cage 5 to Cage 4 connection
18 | F |  |  | Fiber | MMF (LC-LC) |  | am3-oob-dist-6 | c5r103 | 4 | Eth1/1 | c5 z102 u1 p2 | c4 z102 u2 p2 | am3-oob-dist-3 | c4r101 | 4 | e1/29 | SFP-10GBase-SR | Cage 5 to Cage 4 connection
17 | F |  |  | Fiber | MMF (LC-LC) |  | am3-oob-dist-6 | c5r103 | 4 | Eth1/2 | c5 z102 u1 p6 | c4 z102 u2 p6 | am3-oob-dist-4 | c4r103 | 4 | e1/29 | SFP-10GBase-SR | Cage 5 to Cage 4 connection
16 | F
15 | F |  |  | Copper | Cat6 |  | am3-opc-dist-7 | c5r101 | 22 | mgmt0 | homerun | homerun | am3-oob-dist-5 | c5r101 | 4 | e1/7 | GLC-T
14 | F |  |  | Copper | Cat6 |  | am3-opc-dist-8 | c5r103 | 22 | mgmt0 | homerun | homerun | am3-oob-dist-6 | c5r103 | 4 | e1/7 | GLC-T
13 | F
12 | F |  |  | Production - Core
11 | F
10 | F |  |  | Fiber | SMF (LC-LC) |  | am3-core-rtr-5 | c5r101 | 5 | et-0/1/0 | homerun | homerun | am3-core-rtr-6 | c5r103 | 5 | et-0/1/0 | CFP-100GBASE-LR4 | 100G connection on SMF
9 | F
8 | F |  |  | Fiber | SMF (LC-LC) |  | am3-core-rtr-5 | c5r101 | 5 | et-1/3/0 | c5 z102 u1 p3 | c4 z102 u2 p3 | am3-core-rtr-3 | c4r101 | 5 | et-1/3/0 | CFP-100GBASE-LR4 | 100G connection on SMF- Cage 5 to Cage 4 connection
7 | F |  |  | Fiber | SMF (LC-LC) |  | am3-core-rtr-6 | c5r103 | 5 | et-1/3/0 | c5 z102 u1 p4 | c4 z102 u2 p4 | am3-core-rtr-4 | c4r103 | 5 | et-1/3/0 | CFP-100GBASE-LR4 | 100G connection on SMF- Cage 5 to Cage 4 connection
6 | F
5 | F
4 | F | Cisco Nexus 6001P | am3-oob-dist-5 | Fiber | MMF (LC-LC) |  | am3-opc-dist-7 | c5r101 | 22 | e1/1 | homerun | homerun | am3-opc-dist-8 | c5r103 | 22 | e1/1 | SFP-10G-SR | VPC Peer-link
3 | F | Cable Mgr |  | Fiber | MMF (LC-LC) |  | am3-opc-dist-7 | c5r101 | 22 | e1/2 | homerun | homerun | am3-opc-dist-8 | c5r103 | 22 | e1/2 | SFP-10G-SR | VPC Peer-link
2 | F | Avocent 48 Port Cyclade | am3-oob-c5r101-ts-1 | Fiber | MMF (LC-LC) |  | am3-opc-dist-7 | c5r101 | 22 | e1/3 | homerun | homerun | am3-opc-dist-8 | c5r103 | 22 | e1/3 | SFP-10G-SR | VPC Peer-link
1 | F | Cable Mgr |  | Fiber | MMF (LC-LC) |  | am3-opc-dist-7 | c5r101 | 22 | e1/4 | homerun | homerun | am3-opc-dist-8 | c5r103 | 22 | e1/4 | SFP-10G-SR | L3 Link
0b | R | PDU AP8886 | 32Amp 3-Phase High Voltage | Fiber | MMF (LC-LC) |  | am3-opc-dist-7 | c5r101 | 22 | e1/5 | homerun | homerun | am3-opc-dist-8 | c5r103 | 22 | e1/5 | SFP-10G-SR | L3 Link
0a | R | PDU AP8886 | 32Amp 3-Phase High Voltage | Fiber | MMF (LC-LC) |  | am3-opc-dist-7 | c5r101 | 22 | e1/6 | homerun | homerun | am3-opc-dist-8 | c5r103 | 22 | e1/6 | SFP-10G-SR | L3 Link
|  |  |  | Fiber | MMF (LC-LC) |  | am3-opc-dist-7 | c5r101 | 22 | e1/7 | homerun | homerun | am3-opc-dist-8 | c5r103 | 22 | e1/7 | SFP-10G-SR | L3 Link
|  |  |  | Fiber | MMF (LC-LC) |  | am3-opc-dist-7 | c5r101 | 22 | e1/8 | homerun | homerun | am3-opc-dist-8 | c5r103 | 22 | e1/8 | SFP-10G-SR | VPC Keepalive
z102 PP 8RU |  |  |  | Fiber | MMF (LC-LC) |  | am3-opc-dist-7 | c5r101 | 22 | Eth1/47 | homerun | homerun | am3-opc-dist-8 | c5r103 | 22 | Eth1/47 | SFP-10G-SR | VPC Keepalive
RU | F/R | Overhead Patch Panels |  | Fiber | MMF (LC-LC) |  | am3-opc-dist-7 | c5r101 | 22 | Eth1/48 | homerun | homerun | am3-opc-dist-8 | c5r103 | 22 | Eth1/48 | SFP-10G-SR
OH - U8
OH - U7 |  |  |  | Fiber | MMF (LC-LC) - po11 / ae1 |  | am3-opc-dist-7 | c5r101 | 22 | e2/1/1 | homerun | homerun | am3-core-rtr-5 | c5r101 | 5 | xe-5/0/0 | SFP-10G-SR/SFPP-10GE-SR | Do not add these cables in the beginning
OH - U6 |  |  |  | Fiber | MMF (LC-LC) - po11 / ae1 |  | am3-opc-dist-7 | c5r101 | 22 | e2/1/2 | homerun | homerun | am3-core-rtr-5 | c5r101 | 5 | xe-5/0/1 | SFP-10G-SR/SFPP-10GE-SR
OH - U5 |  |  |  | Fiber | MMF (LC-LC) - po11 / ae1 |  | am3-opc-dist-7 | c5r101 | 22 | e2/1/3 | homerun | homerun | am3-core-rtr-5 | c5r101 | 5 | xe-5/1/0 | SFP-10G-SR/SFPP-10GE-SR
OH - U4 |  |  |  | Fiber | MMF (LC-LC) - po11 / ae1 |  | am3-opc-dist-7 | c5r101 | 22 | e2/1/4 | homerun | homerun | am3-core-rtr-5 | c5r101 | 5 | xe-5/1/1 | SFP-10G-SR/SFPP-10GE-SR
OH - U3 |  |  |  | Fiber | MMF (LC-LC) - po11 / ae1 |  | am3-opc-dist-7 | c5r101 | 22 | e2/2/1 | homerun | homerun | am3-core-rtr-5 | c5r101 | 5 | xe-5/2/0 | SFP-10G-SR/SFPP-10GE-SR
OH - U2 |  |  |  | Fiber | MMF (LC-LC) - po11 / ae1 |  | am3-opc-dist-7 | c5r101 | 22 | e2/2/2 | homerun | homerun | am3-core-rtr-5 | c5r101 | 5 | xe-5/2/1 | SFP-10G-SR/SFPP-10GE-SR
OH - U1 | R | 48 Port LC Single Mode Fibre - Cage 11001 z102 U2 cage 4 |  | Fiber | MMF (LC-LC) - po11 / ae1 |  | am3-opc-dist-7 | c5r101 | 22 | e2/2/3 | homerun | homerun | am3-core-rtr-5 | c5r101 | 5 | xe-5/3/0 | SFP-10G-SR/SFPP-10GE-SR
|  |  |  | Fiber | MMF (LC-LC) - po11 / ae1 |  | am3-opc-dist-7 | c5r101 | 22 | e2/2/4 | homerun | homerun | am3-core-rtr-5 | c5r101 | 5 | xe-5/3/1 | SFP-10G-SR/SFPP-10GE-SR
|  |  |  | Fiber | MMF (LC-LC) - po12 / ae1 |  | am3-opc-dist-7 | c5r101 | 22 | e2/3/1 | homerun | homerun | am3-core-rtr-6 | c5r103 | 5 | xe-5/0/0 | SFP-10G-SR/SFPP-10GE-SR
C5r102 - Network CORE 2 |  |  |  | Fiber | MMF (LC-LC) - po12 / ae1 |  | am3-opc-dist-7 | c5r101 | 22 | e2/3/2 | homerun | homerun | am3-core-rtr-6 | c5r103 | 5 | xe-5/0/1 | SFP-10G-SR/SFPP-10GE-SR
Serial # APC AR3347 Rack (750mm wide) |  |  |  | Fiber | MMF (LC-LC) - po12 / ae1 |  | am3-opc-dist-7 | c5r101 | 22 | e2/3/3 | homerun | homerun | am3-core-rtr-6 | c5r103 | 5 | xe-5/1/0 | SFP-10G-SR/SFPP-10GE-SR
RU | F/R | DEVICE | HOSTNAME | Fiber | MMF (LC-LC) - po12 / ae1 |  | am3-opc-dist-7 | c5r101 | 22 | e2/3/4 | homerun | homerun | am3-core-rtr-6 | c5r103 | 5 | xe-5/1/1 | SFP-10G-SR/SFPP-10GE-SR
48 | F | 24 Port LC Duplex Fibre - z105 U01 | 24 Port LC Duplex Fibre - z106 U01 | Fiber | MMF (LC-LC) - po12 / ae1 |  | am3-opc-dist-7 | c5r101 | 22 | e2/4/1 | homerun | homerun | am3-core-rtr-6 | c5r103 | 5 | xe-5/2/0 | SFP-10G-SR/SFPP-10GE-SR
47 | F | 24 Port LC Duplex Fibre - z107 RU1 | 24 Port LC Duplex Fibre - z108 RU1 | Fiber | MMF (LC-LC) - po12 / ae1 |  | am3-opc-dist-7 | c5r101 | 22 | e2/4/2 | homerun | homerun | am3-core-rtr-6 | c5r103 | 5 | xe-5/2/1 | SFP-10G-SR/SFPP-10GE-SR
46 | F | 24 Port LC Duplex Fibre - z401 RU1 | 24 Port LC Duplex Fibre - z402 RU1 | Fiber | MMF (LC-LC) - po12 / ae1 |  | am3-opc-dist-7 | c5r101 | 22 | e2/4/3 | homerun | homerun | am3-core-rtr-6 | c5r103 | 5 | xe-5/3/0 | SFP-10G-SR/SFPP-10GE-SR
45 | F |  |  | Fiber | MMF (LC-LC) - po12 / ae1 |  | am3-opc-dist-7 | c5r101 | 22 | e2/4/4 | homerun | homerun | am3-core-rtr-6 | c5r103 | 5 | xe-5/3/1 | SFP-10G-SR/SFPP-10GE-SR
44 | F | [7 empty] | 22
43 | F |  |  | Fiber | MMF (LC-LC) - po11 / ae2 |  | am3-opc-dist-8 | c5r103 | 22 | e2/1/1 | homerun | homerun | am3-core-rtr-5 | c5r101 | 5 | xe-5/0/2 | SFP-10G-SR/SFPP-10GE-SR
42 | F |  |  | Fiber | MMF (LC-LC) - po11 / ae2 |  | am3-opc-dist-8 | c5r103 | 22 | e2/1/2 | homerun | homerun | am3-core-rtr-5 | c5r101 | 5 | xe-5/0/3 | SFP-10G-SR/SFPP-10GE-SR
41 | F |  |  | Fiber | MMF (LC-LC) - po11 / ae2 |  | am3-opc-dist-8 | c5r103 | 22 | e2/1/3 | homerun | homerun | am3-core-rtr-5 | c5r101 | 5 | xe-5/1/2 | SFP-10G-SR/SFPP-10GE-SR
40 | F |  |  | Fiber | MMF (LC-LC) - po11 / ae2 |  | am3-opc-dist-8 | c5r103 | 22 | e2/1/4 | homerun | homerun | am3-core-rtr-5 | c5r101 | 5 | xe-5/1/3 | SFP-10G-SR/SFPP-10GE-SR
39 | F |  |  | Fiber | MMF (LC-LC) - po11 / ae2 |  | am3-opc-dist-8 | c5r103 | 22 | e2/2/1 | homerun | homerun | am3-core-rtr-5 | c5r101 | 5 | xe-5/2/2 | SFP-10G-SR/SFPP-10GE-SR
38 | F |  |  | Fiber | MMF (LC-LC) - po11 / ae2 |  | am3-opc-dist-8 | c5r103 | 22 | e2/2/2 | homerun | homerun | am3-core-rtr-5 | c5r101 | 5 | xe-5/2/3 | SFP-10G-SR/SFPP-10GE-SR
37 | F |  |  | Fiber | MMF (LC-LC) - po11 / ae2 |  | am3-opc-dist-8 | c5r103 | 22 | e2/2/3 | homerun | homerun | am3-core-rtr-5 | c5r101 | 5 | xe-5/3/2 | SFP-10G-SR/SFPP-10GE-SR
36 | F |  |  | Fiber | MMF (LC-LC) - po11 / ae2 |  | am3-opc-dist-8 | c5r103 | 22 | e2/2/4 | homerun | homerun | am3-core-rtr-5 | c5r101 | 5 | xe-5/3/3 | SFP-10G-SR/SFPP-10GE-SR
35 | F |  |  | Fiber | MMF (LC-LC) - po12 / ae2 |  | am3-opc-dist-8 | c5r103 | 22 | e2/3/1 | homerun | homerun | am3-core-rtr-6 | c5r103 | 5 | xe-5/0/2 | SFP-10G-SR/SFPP-10GE-SR
34 | F |  |  | Fiber | MMF (LC-LC) - po12 / ae2 |  | am3-opc-dist-8 | c5r103 | 22 | e2/3/2 | homerun | homerun | am3-core-rtr-6 | c5r103 | 5 | xe-5/0/3 | SFP-10G-SR/SFPP-10GE-SR
33 | F |  |  | Fiber | MMF (LC-LC) - po12 / ae2 |  | am3-opc-dist-8 | c5r103 | 22 | e2/3/3 | homerun | homerun | am3-core-rtr-6 | c5r103 | 5 | xe-5/1/2 | SFP-10G-SR/SFPP-10GE-SR
32 | F |  |  | Fiber | MMF (LC-LC) - po12 / ae2 |  | am3-opc-dist-8 | c5r103 | 22 | e2/3/4 | homerun | homerun | am3-core-rtr-6 | c5r103 | 5 | xe-5/1/3 | SFP-10G-SR/SFPP-10GE-SR
31 | F |  |  | Fiber | MMF (LC-LC) - po12 / ae2 |  | am3-opc-dist-8 | c5r103 | 22 | e2/4/1 | homerun | homerun | am3-core-rtr-6 | c5r103 | 5 | xe-5/2/2 | SFP-10G-SR/SFPP-10GE-SR
30 | F |  |  | Fiber | MMF (LC-LC) - po12 / ae2 |  | am3-opc-dist-8 | c5r103 | 22 | e2/4/2 | homerun | homerun | am3-core-rtr-6 | c5r103 | 5 | xe-5/2/3 | SFP-10G-SR/SFPP-10GE-SR
29 | F |  |  | Fiber | MMF (LC-LC) - po12 / ae2 |  | am3-opc-dist-8 | c5r103 | 22 | e2/4/3 | homerun | homerun | am3-core-rtr-6 | c5r103 | 5 | xe-5/3/2 | SFP-10G-SR/SFPP-10GE-SR
28 | F |  |  | Fiber | MMF (LC-LC) - po12 / ae2 |  | am3-opc-dist-8 | c5r103 | 22 | e2/4/4 | homerun | homerun | am3-core-rtr-6 | c5r103 | 5 | xe-5/3/3 | SFP-10G-SR/SFPP-10GE-SR
27 | F
26 | F
25 | F
24 | F
23 | F
22 | F
21 | F
20 | F
19 | F
18 | F
17 | F
16 | F
15 | F
14 | F
13 | F
12 | F
11 | F
10 | F
9 | F
8 | F
7 | F
6 | F
5 | F
4 | F
3 | F
2 | F
1 | F
0b | R | PDU AP8886 | 32Amp 3-Phase High Voltage
0a | R | PDU AP8886 | 32Amp 3-Phase High Voltage
z103PP 8RU
RU | F/R | Overhead Patch Panels
OH - U8
OH - U7
OH - U6
OH - U5
OH - U4
OH - U3
OH - U2
OH - U1 |  | 48 Port LC Duplex Fibre - c5r202 RU48
C5r103 - Network CORE 3
Serial # APC AR3347 Rack (750mm wide)
RU | F/R | DEVICE | HOSTNAME
48 | F | 48 Port LC Duplex Fibre - z501 RU2
47 | F | 48 Port LC Duplex Fibre - z502 RU2
46 | F | 6 Port LC SM Fibre - z502 U3
45 | F
44 | F
43 | F
42 | F
41 | F
40 | F
39 | F
38 | F
37 | F
36 | F
35 | F
34 | F
33 | F
32 | F
31 | F
30 | F
29 | F
28 | F
27 | F
26 | F
25 | F
24 | F
23 | F
22 | F | Cisco Nexus 6001P | am3-opc-dist-8
21 | F | Cable Mgr
20 | F | Juniper MX960 | am3-core-rtr-6
19 | F
18 | F
17 | F
16 | F
15 | F
14 | F
13 | F
12 | F
11 | F
10 | F
9 | F
8 | F
7 | F
6 | F
5 | F
4 | F | Cisco Nexus 6001P | am3-oob-dist-6
3 | F | Cable Mgr
2 | F | Avocent 48 Port Cyclade | am3-oob-c5r103-ts-1
1 | F | Cable Mgr
0b | R | PDU AP8886 | 32Amp 3-Phase High Voltage
0a | R | PDU AP8886 | 32Amp 3-Phase High Voltage
z104 PP 8RU
RU | F/R | Overhead Patch Panels
OH - U8
OH - U7
OH - U6
OH - U5
OH - U4
OH - U3
OH - U2
OH - U1 | R | 48 Port LC Single Mode Fibre - Cage 11001 z104 U2 (cage4)
C5R104 Network CORE 4
Serial # APC AR3347 Rack (750mm wide)
RU | F/R | DEVICE | HOSTNAME
48 | F | 24 Port LC Duplex Fibre - z105 U01 | 24 Port LC Duplex Fibre - z106 U01
47 | F | 24 Port LC Duplex Fibre - z107 RU2 | 24 Port LC Duplex Fibre - z108 RU2
46 | F | 24 Port LC Duplex Fibre - z401 RU2 | 24 Port LC Duplex Fibre - z402 RU2
45 | F
44 | F
43 | F
42 | F
41 | F
40 | F
39 | F
38 | F
37 | F
36 | F
35 | F
34 | F
33 | F
32 | F
31 | F
30 | F
29 | F
28 | F
27 | F
26 | F
25 | F
24 | F
23 | F
22 | F
21 | F
20 | F
19 | F
18 | F
17 | F
16 | F
15 | F
14 | F
13 | F
12 | F
11 | F
10 | F
9 | F
8 | F
7 | F
6 | F
5 | F
4 | F
3 | F
2 | F
1 | F
0b | R | PDU AP8886 | 32Amp 3-Phase High Voltage
0a | R | PDU AP8886 | 32Amp 3-Phase High Voltage

## c5r107-108 Agg for Dedicated
Network Infrastructure Dedicated Compute
|  |  |  | Copper / Fiber | Cable OR | Vlans | Device | Rack | RU | Interface | Patch Panel R U Interface | Patch Panel R U Interface | Device | Rack | RU | Interface | Optics | Notes
Optic Type
z107 |  |  |  | console
RU | F/R | Overhead Patch Panels
OH - U8 |  |  |  | Copper | Cat6 |  | am3-c5r107-ts-1 | c5r107 | 2 | con | homerun | homerun | am3-oob-c5r101-ts-1 | c5r101 | 2 | p47
OH - U7 |  |  |  | Copper | Cat6 |  | am3-c5r108-ts-1 | c5r108 | 2 | con | homerun | homerun | am3-oob-c5r103-ts-1 | c5r103 | 2 | p47
OH - U6
OH - U5 | R | 4Port MM fibre - z105 | 12 Port Copper - z105
OH - U4 | R | 48 Port Copper - z108 U4
OH - U3 | R | 48 Port LC Duplex Fibre - z108 U3 |  | Copper | Cat6 |  | am3-c5r107-agg-1 | c5r107 | 4 | con | homerun | homerun | am3-c5r107-ts-1 | c5r107 | 2 | p1
OH - U2 | R | 24 Port LC Duplex Fibre - R104 RU47 |  | Copper | Cat6 |  | am3-c5r108-agg-1 | c5r108 | 4 | con | homerun | homerun | am3-c5r107-ts-1 | c5r107 | 2 | p2
OH - U1 | R | 24 Port LC Duplex Fibre - R102 RU47 |  | Copper | Cat6 |  | am3-dc-c5r107-agg-1 | c5r107 | 6 | con | homerun | homerun | am3-c5r107-ts-1 | c5r107 | 2 | p3
|  |  |  | Copper | Cat6 |  | am3-dc-c5r107-agg-2 | c5r107 | 8 | con | homerun | homerun | am3-c5r107-ts-1 | c5r107 | 2 | p4
|  |  |  | Copper | Cat6 |  | am3-dc-c5r108-agg-1 | c5r108 | 6 | con | homerun | homerun | am3-c5r107-ts-1 | c5r107 | 2 | p5
C5R107 - 1A - Agg - (nmPaaS) |  |  |  | Copper | Cat6 |  | am3-dc-c5r108-agg-2 | c5r108 | 8 | con | homerun | homerun | am3-c5r107-ts-1 | c5r107 | 2 | p6
Serial # |  |  |  | Copper | Cat6 |  | am3-dc-c5r107-acc-1 | c5r107 | 10 | con | homerun | homerun | am3-c5r107-ts-1 | c5r107 | 2 | p7
RU |  | DEVICE | HOSTNAME | Copper | Cat6 |  | am3-dc-c5r107-acc-2 | c5r107 | 12 | con | homerun | homerun | am3-c5r107-ts-1 | c5r107 | 2 | p8
48 | F | 24p LC Fibre - z207 | 8p Copper - z207 | Copper | Cat6 |  | am3-dc-c5r108-acc-1 | c5r108 | 10 | con | homerun | homerun | am3-c5r107-ts-1 | c5r107 | 2 | p9
47 |  |  |  | Copper | Cat6 |  | am3-dc-c5r108-acc-2 | c5r108 | 12 | con | homerun | homerun | am3-c5r107-ts-1 | c5r107 | 2 | p10
46 | F | 24p LC Fibre - z312 | 8p Copper - z312 | Copper | Cat6 |  | am3-dc-fw-1a | c5r107 | 18 | con | homerun | homerun | am3-c5r107-ts-1 | c5r107 | 2 | p11
45 | F | 24p LC Fibre - z209 | 8p Copper - z209 | Copper | Cat6 |  | am3-dc-fw-1b | c5r108 | 18 | con | homerun | homerun | am3-c5r107-ts-1 | c5r107 | 2 | p12
44
43 | F | 24p LC Fibre - z208 | 8p Copper - z208 | Copper | Cat6 |  | am3-dc-c5r207-acc-1 | c5r207 | 22 | con | z207u1 p25 | c5r107 u48 p25 | am3-c5r107-ts-1 | c5r107 | 2 | p13 | Zone 1 Compute Guest Rack 1
42 |  |  |  | Copper | Cat6 |  | am3-dc-c5r207-acc-2 | c5r207 | 21 | con | z207 u1 p26 | c5r107 u48 p26 | am3-c5r107-ts-1 | c5r107 | 2 | p14 | Zone 1 Compute Guest Rack 1
41 | F | 24p LC Fibre - z210 | 8p Copper - z210 | Copper | Cat6 |  | am3-dc-c5r209-acc-1 | c5r209 | 22 | con | z209 u1 p25 | c5r107 u45 p25 | am3-c5r107-ts-1 | c5r107 | 2 | p15 | Zone 1 Compute Guest Rack 2
40 | F |  |  | Copper | Cat6 |  | am3-dc-c5r209-acc-2 | c5r209 | 21 | con | z209 u1 p26 | c5r107 u45 p26 | am3-c5r107-ts-1 | c5r107 | 2 | p16 | Zone 1 Compute Guest Rack 2
39 | F |  |  | Copper | Cat6 |  | am3-dc-c5r305-acc-1 | c5r305 | 22 | con | z305 u1 p25 | c5r108 u47 p25 | am3-c5r107-ts-1 | c5r107 | 2 | p17 | Zone 2 Compute Guest Rack 1
38 | F |  |  | Copper | Cat6 |  | am3-dc-c5r305-acc-2 | c5r305 | 21 | con | z305 u1 p26 | c5r108 u47 p26 | am3-c5r107-ts-1 | c5r107 | 2 | p18 | Zone 2 Compute Guest Rack 1
37 | F |  |  | Copper | Cat6 |  | am3-dc-c5r307-acc-1 | c5r307 | 22 | con | z307 u1 p25 | c5r108 u48 p25 | am3-c5r107-ts-1 | c5r107 | 2 | p19 | Zone 3 Compute Guest Rack 1
36 | F |  |  | Copper | Cat6 |  | am3-dc-c5r307-acc-2 | c5r307 | 21 | con | z307 u1 p26 | c5r108 u48 p26 | am3-c5r107-ts-1 | c5r107 | 2 | p20 | Zone 3 Compute Guest Rack 1
35 | F |  |  | Copper | Cat6 |  | am3-dc-c5r309-acc-1 | c5r309 | 22 | con | z309 u1 p25 | c5r108 u46 p25 | am3-c5r107-ts-1 | c5r107 | 2 | p21 | Zone 1 and 2 admin rack
34 | F | Cable Mgr |  | Copper | Cat6 |  | am3-dc-c5r309-acc-2 | c5r309 | 21 | con | z309 u1 p26 | c5r108 u46 p26 | am3-c5r107-ts-1 | c5r107 | 2 | p22 | Zone 1 and 2 admin rack
33 | F | Juniper SRX5800 | am3-dc-fw-1a | Copper | Cat6 |  | am3-dc-c5r311-acc-1 | c5r311 | 21 | con | z311 u1 p25 | c5r108 u45 p25 | am3-c5r107-ts-1 | c5r107 | 2 | p23 | Zone 4 Compute Guest Rack 1
32 | F |  |  | Copper | Cat6 |  | am3-dc-c5r311-acc-2 | c5r311 | 21 | con | z311 u1 p25 | c5r108 u45 p26 | am3-c5r107-ts-1 | c5r107 | 2 | p24 | Zone 4 Compute Guest Rack 1
31 | F |  |  | Copper | Cat6 |  | am3-dc-c5r312-acc-1 | c5r312 | 22 | con | z312 u1 p25 | c5r107 u46 p25 | am3-c5r107-ts-1 | c5r107 | 2 | p25 | Zone 3 and 4 admin rack
30 | F |  |  | Copper | Cat6 |  | am3-dc-c5r312-acc-2 | c5r312 | 21 | con | z312 u1 p26 | c5r107 u46 p26 | am3-c5r107-ts-1 | c5r107 | 2 | p26 | Zone 3 and 4 admin rack
29 | F
28 | F
27 | F
26 | F
25 | F
24 | F |  |  | oob
23 | F |  |  | Copper | Cat6 |  | am3-oob-c5r107-agg-1 | c5r107 | 4 | mgmt | homerun | homerun | am3-oob-c5r108-agg-1 | c5r108 | 4 | mgmt |  | config-sync
22 | F
21 | F |  |  | Copper | QSFP |  | am3-oob-c5r107-agg-1 | c5r107 | 4 | e2/1 | homerun | homerun | am3-oob-c5r108-agg-1 | c5r108 | 4 | e2/1 | QSFP-DAC | VPC Peer-link
20 | F |  |  | Copper | QSFP |  | am3-oob-c5r107-agg-1 | c5r107 | 4 | e2/2 | homerun | homerun | am3-oob-c5r108-agg-1 | c5r108 | 4 | e2/2 | QSFP-DAC | VPC Peer-link
19 | F |  |  | Fiber | MMF (LC-LC) |  | am3-oob-c5r107-agg-1 | c5r107 | 4 | e1/47 | homerun | homerun | am3-oob-c5r108-agg-1 | c5r108 | 4 | e1/47 | SFP-10G-SR | VPC Keepalive
18 | F |  |  | Fiber | MMF (LC-LC) |  | am3-oob-c5r107-agg-1 | c5r107 | 4 | e1/48 | homerun | homerun | am3-oob-c5r108-agg-1 | c5r108 | 4 | e1/48 | SFP-10G-SR | VPC Keepalive
17 | F | Cable Mgr
16 | F | NetOptics Director |  | Fiber | MMF (2x LC-LC) |  | am3-oob-c5r107-agg-1 | c5r107 | 4 | e1/1 | z107 u1 p1 | c5r102 ru47 p1 | am3-oob-dist-5 | c5r101 | 4 | e1/9 | SFP-10G-SR | oob dist uplink
15 | F | Cable Mgr |  | Fiber | MMF (2x LC-LC) |  | am3-oob-c5r107-agg-1 | c5r107 | 4 | e1/2 | z107 u2 p1 | c5r104 ru47 p1 | am3-oob-dist-6 | c5r103 | 4 | e1/9 | SFP-10G-SR | oob dist uplink
14 | F | NetOptics Taps |  | Fiber | MMF (2x LC-LC) |  | am3-oob-c5r108-agg-1 | c5r108 | 4 | e1/1 | z108 u1 p1 | c5r102 ru47 p1 | am3-oob-dist-5 | c5r101 | 4 | e1/10 | SFP-10G-SR | oob dist uplink
13 | F | Cable Mgr |  | Fiber | MMF (2x LC-LC) |  | am3-oob-c5r108-agg-1 | c5r108 | 4 | e1/2 | z108 u2 p1 | c5r104 ru47 p1 | am3-oob-dist-6 | c5r103 | 4 | e1/10 | SFP-10G-SR | oob dist uplink
12 | F | Cisco Nexus 5672 | am3-dc-c5r107-acc-2
11 | F | Cable Mgr |  | Copper | Cat6 |  | am3-oob-c5r107-ts-1 | c5r107 | 2 | eth0 | homerun | homerun | am3-oob-c5r107-agg-1 | c5r107 | 4 | e1/3 | GLC-T
10 | F | Cisco Nexus 5672 | am3-dc-c5r107-acc-1 | Copper | Cat6 |  | am3-oob-c5r107-ts-1 | c5r107 | 2 | eth1 | homerun | homerun | am3-oob-c5r108-agg-1 | c5r108 | 4 | e1/3 | GLC-T
9 | F | Cable Mgr
8 | F | Cisco Nexus 6001P | am3-dc-c5r107-agg-2 | Fiber | MMF (LC-LC) |  | am3-oob-c5r107-agg-1-100d | c5r108 | 2 | up1 | homerun | homerun | am3-oob-c5r107-agg-1 | c5r107 | 4 | e1/4 | FET-10G
7 | F | Cable Mgr |  | Fiber | MMF (LC-LC) |  | am3-oob-c5r107-agg-1-100d | c5r108 | 2 | up2 | homerun | homerun | am3-oob-c5r108-agg-1 | c5r108 | 4 | e1/4 | FET-10G
6 | F | Cisco Nexus 6001P | am3-dc-c5r107-agg-1
5 | F | Cable Mgr |  | Fiber | MMF (LC-LC) |  | am3-oob-c5r107-agg-1-101d | c5r207 | 24 | up1 | z207 u1 p1 | c5r107 u48 p1 | am3-oob-c5r107-agg-1 | c5r107 | 4 | e1/5 | FET-10G | Zone 1 Compute Guest Rack 1
4 | F | Cisco Nexus 6001 | am3-oob-c5r107-agg-1 | Fiber | MMF (LC-LC) |  | am3-oob-c5r107-agg-1-101d | c5r207 | 24 | up2 | z207 u1 p2 | c5r107 u48 p2 | am3-oob-c5r108-agg-1 | c5r108 | 4 | e1/5 | FET-10G | Zone 1 Compute Guest Rack 1
3 | F | Cable Mgr
2 | F | Avocent 48 Port Cyclade | am3-oob-c5r107-ts-1 | Fiber | MMF (LC-LC) |  | am3-oob-c5r107-agg-1-102d | c5r209 | 24 | up1 | z209 u1 p1 | c5r107 u45 p1 | am3-oob-c5r107-agg-1 | c5r107 | 4 | e1/6 | FET-10G | Zone 1 Compute Guest Rack 2
1 | F | Cable Mgr |  | Fiber | MMF (LC-LC) |  | am3-oob-c5r107-agg-1-102d | c5r209 | 24 | up2 | z209 u1 p2 | c5r107 u45 p2 | am3-oob-c5r108-agg-1 | c5r108 | 4 | e1/6 | FET-10G | Zone 1 Compute Guest Rack 2
0b |  | PDU
0a |  | PDU |  | Fiber | MMF (LC-LC) |  | am3-oob-c5r107-agg-1-103d | c5r305 | 24 | up1 | z305 u1 p1 | c5r108 u47 p1 | am3-oob-c5r107-agg-1 | c5r107 | 4 | e1/7 | FET-10G | Zone 2 Compute Guest Rack 1
|  |  |  | Fiber | MMF (LC-LC) |  | am3-oob-c5r107-agg-1-103d | c5r305 | 24 | up2 | z305 u1 p2 | c5r108 u47 p2 | am3-oob-c5r108-agg-1 | c5r108 | 4 | e1/7 | FET-10G | Zone 2 Compute Guest Rack 1
z108 |  |  |  | Fiber | MMF (LC-LC) |  | am3-oob-c5r107-agg-1-104d | c3r307 | 24 | up1 | z307 u1 pp | c5r108 u48 p1 | am3-oob-c5r107-agg-1 | c5r107 | 4 | e1/8 | FET-10G | Zone 3 Compute Guest Rack 1
RU | F/R | Overhead Patch Panels |  | Fiber | MMF (LC-LC) |  | am3-oob-c5r107-agg-1-104d | c3r307 | 24 | up2 | z307 u1 p2 | c5r108 u48 p2 | am3-oob-c5r108-agg-1 | c5r108 | 4 | e1/8 | FET-10G | Zone 3 Compute Guest Rack 1
OH - U8
OH - U7 |  |  |  | Fiber | MMF (LC-LC) |  | am3-oob-c5r107-agg-1-105d | c5r309 | 24 | up1 | z309 u1 p1 | c5r108 u46 p1 | am3-oob-c5r107-agg-1 | c5r107 | 4 | e1/9 | FET-10G | Zone 1 and 2 admin Rack
OH - U6 |  |  |  | Fiber | MMF (LC-LC) |  | am3-oob-c5r107-agg-1-105d | c5r309 | 24 | up2 | z309 u1 p2 | c5r108 u46 p2 | am3-oob-c5r108-agg-1 | c5r108 | 4 | e1/9 | FET-10G | Zone 1 and 2 admin Rack
OH - U5
OH - U4 | R | 48 Port Copper - z107 U4 |  | Fiber | MMF (LC-LC) |  | am3-oob-c5r107-agg-1-106d | c5r311 | 24 | up1 | z311 u1 p1 | c5r108 u45 p1 | am3-oob-c5r107-agg-1 | c5r107 | 4 | e1/10 | FET-10G | Zone 4 Compute Guest Rack 1
OH - U3 | R | 48 Port LC Duplex Fibre - z107 U3 |  | Fiber | MMF (LC-LC) |  | am3-oob-c5r107-agg-1-106d | c5r311 | 24 | up2 | z311 u1 p2 | c5r108 u45 p2 | am3-oob-c5r108-agg-1 | c5r108 | 4 | e1/10 | FET-10G | Zone 4 Compute Guest Rack 1
OH - U2 | R | 24 Port LC Duplex Fibre - R104 RU47
OH - U1 | R | 24 Port LC Duplex Fibre - R102 RU47 |  | Fiber | MMF (LC-LC) |  | am3-oob-c5r107-agg-1-107d | c5r312 | 24 | up1 | z312 u1 p1 | c5r107 u46 p1 | am3-oob-c5r107-agg-1 | c5r107 | 4 | e1/11 | FET-10G | Zone 3 and 4 admin Rack
|  |  |  | Fiber | MMF (LC-LC) |  | am3-oob-c5r107-agg-1-107d | c5r312 | 24 | up2 | z312 u1 p2 | c5r107 u46 p2 | am3-oob-c5r108-agg-1 | c5r108 | 4 | e1/11 | FET-10G | Zone 3 and 4 admin Rack
C5R108 - 1B - Agg - (nmPaaS) |  |  |  | Copper | Cat6 |  | am3-dc-c5r107-agg-1 | c5r107 | 6 | mgmt | homerun | homerun | am3-oob-c5r107-agg-1-100d | c5r108 | 2 | Eth100/1/1
Serial # |  |  |  | Copper | Cat6 |  | am3-dc-c5r107-agg-2 | c5r107 | 8 | mgmt | homerun | homerun | am3-oob-c5r107-agg-1-100d | c5r108 | 2 | Eth100/1/2
RU |  | DEVICE | HOSTNAME | Copper | Cat6 |  | am3-dc-c5r108-agg-1 | c5r108 | 6 | mgmt | homerun | homerun | am3-oob-c5r107-agg-1-100d | c5r108 | 2 | Eth100/1/3
48 | F | 24p LC Fibre - z307 | 8p Copper - z307 | Copper | Cat6 |  | am3-dc-c5r108-agg-2 | c5r108 | 8 | mgmt | homerun | homerun | am3-oob-c5r107-agg-1-100d | c5r108 | 2 | Eth100/1/4
47 | F | 24p LC Fibre - z305 | 8p Copper - z305
46 | F | 24p LC Fibre - z309 | 8p Copper - z309 | Copper | Cat6 |  | am3-dc-c5r107-acc-1 | c5r107 | 10 | mgmt | homerun | homerun | am3-oob-c5r107-agg-1-100d | c5r108 | 2 | Eth100/1/5
45 | F | 24p LC Fibre - z311 | 8p Copper - z311 | Copper | Cat6 |  | am3-dc-c5r107-acc-2 | c5r107 | 12 | mgmt | homerun | homerun | am3-oob-c5r107-agg-1-100d | c5r108 | 2 | Eth100/1/6
44 |  |  |  | Copper | Cat6 |  | am3-dc-c5r108-acc-1 | c5r108 | 10 | mgmt | homerun | homerun | am3-oob-c5r107-agg-1-100d | c5r108 | 2 | Eth100/1/7
43 | F | 24p LC Fibre - z308 | 8p Copper - z308 | Copper | Cat6 |  | am3-dc-c5r108-acc-2 | c5r108 | 12 | mgmt | homerun | homerun | am3-oob-c5r107-agg-1-100d | c5r108 | 2 | Eth100/1/8
42 | F | 24p LC Fibre - z306 | 8p Copper - z306
41 | F | 24p LC Fibre - z310 | 8p Copper - z310 | Copper | Cat6 |  | am3-dc-fw-1a | c5r107 | 18 | fpx0 | homerun | homerun | am3-oob-c5r107-agg-1-100d | c5r108 | 2 | Eth100/1/9
40 | F |  |  | Copper | Cat6 |  | am3-dc-fw-1b | c5r108 | 18 | fpx0 | homerun | homerun | am3-oob-c5r107-agg-1-100d | c5r108 | 2 | Eth100/1/10
39 | F
38 | F |  |  | Copper | Cat6 |  | am3-dc-c5r207-acc-1 | c5r207 | 21 | mgmt | homerun | homerun | am3-oob-c5r107-agg-1-101d | c5r207 | 4 | Eth101/1/45 | Zone 1 Compute Guest Rack 1
37 | F |  |  | Copper | Cat6 |  | am3-dc-c5r207-acc-2 | c5r207 | 22 | mgmt | homerun | homerun | am3-oob-c5r107-agg-1-101d | c5r207 | 4 | Eth101/1/46 | Zone 1 Compute Guest Rack 1
36 | F
35 | F |  |  | Copper | Cat6 |  | am3-dc-c5r209-acc-1 | c5r209 | 21 | mgmt | homerun | homerun | am3-oob-c5r107-agg-1-102d | c5r209 | 4 | Eth102/1/45 | Zone 1 Compute Guest Rack 2
34 | F | Cable Mgr |  | Copper | Cat6 |  | am3-dc-c5r209-acc-2 | c5r209 | 22 | mgmt | homerun | homerun | am3-oob-c5r107-agg-1-102d | c5r209 | 4 | Eth102/1/46 | Zone 1 Compute Guest Rack 2
33 | F | Juniper SRX5800 | am3-dc-fw-1b
32 | F
31 | F |  |  | Copper | Cat6 |  | am3-dc-c5r305-acc-1 | c5r305 | 21 | mgmt | homerun | homerun | am3-oob-c5r107-agg-1-103d | c5r305 | 4 | Eth103/1/45 | Zone 2 Compute Guest Rack 1
30 | F |  |  | Copper | Cat6 |  | am3-dc-c5r305-acc-2 | c5r305 | 22 | mgmt | homerun | homerun | am3-oob-c5r107-agg-1-103d | c5r305 | 4 | Eth103/1/46 | Zone 2 Compute Guest Rack 1
29 | F
28 | F |  |  | Copper | Cat6 |  | am3-dc-c5r307-acc-1 | c5r307 | 21 | mgmt | homerun | homerun | am3-oob-c5r107-agg-1-104d | c5r307 | 4 | Eth104/1/45 | Zone 3 Compute Guest Rack 1
27 | F |  |  | Copper | Cat6 |  | am3-dc-c5r307-acc-2 | c5r307 | 22 | mgmt | homerun | homerun | am3-oob-c5r107-agg-1-104d | c5r307 | 4 | Eth104/1/46 | Zone 3 Compute Guest Rack 1
26 | F
25 | F |  |  | Copper | Cat6 |  | am3-dc-c5r309-acc-1 | c5r309 | 21 | mgmt | homerun | homerun | am3-oob-c5r107-agg-1-105d | c5r309 | 4 | Eth105/1/45 | Zone 1 and 2 admin Rack
24 | F |  |  | Copper | Cat6 |  | am3-dc-c5r309-acc-2 | c5r309 | 22 | mgmt | homerun | homerun | am3-oob-c5r107-agg-1-105d | c5r309 | 4 | Eth105/1/46 | Zone 1 and 2 admin Rack
23 | F
22 | F |  |  | Copper | Cat6 |  | am3-dc-c5r311-acc-1 | c5r311 | 21 | mgmt | homerun | homerun | am3-oob-c5r107-agg-1-106d | c5r311 | 4 | Eth106/1/45 | Zone 4 Compute Guest Rack 1
21 | F |  |  | Copper | Cat6 |  | am3-dc-c5r311-acc-2 | c5r311 | 22 | mgmt | homerun | homerun | am3-oob-c5r107-agg-1-106d | c5r311 | 4 | Eth106/1/46 | Zone 4 Compute Guest Rack 1
20 | F
19 | F |  |  | Copper | Cat6 |  | am3-dc-c5r312-acc-1 | c5r312 | 21 | mgmt | homerun | homerun | am3-oob-c5r107-agg-1-107d | c5r312 | 4 | Eth107/1/45 | Zone 3 and 4 admin Rack
18 | F |  |  | Copper | Cat6 |  | am3-dc-c5r312-acc-1 | c5r312 | 22 | mgmt | homerun | homerun | am3-oob-c5r107-agg-1-107d | c5r312 | 4 | Eth107/1/46 | Zone 3 and 4 admin Rack
17 | F | Cable Mgr
16 | F | NetOptics Director
15 | F | Cable Mgr |  | production-fw
14 | F | NetOptics Taps
13 | F | Cable Mgr |  | Fiber | MMF (LC-LC) |  | am3-dc-fw-1a | c5r107 | 18 | fpc 1 port 0 | homerun | homerun | am3-dc-fw-1b | c5r108 | 18 | fpc 1 port 0 | SFP | CONTROL LINK
12 | F | Cisco Nexus 5672 | am3-dc-c5r108-acc-2 | Fiber | MMF (LC-LC) |  | am3-dc-fw-1a | c5r107 | 18 | xe-5/0/9 | homerun | homerun | am3-dc-fw-1b | c5r108 | 18 | xe-5/0/9 | SFP-10G-SR | FABRIC LINK
11 | F | Cable Mgr |  | Fiber | MMF (LC-LC) |  | am3-dc-fw-1a | c5r107 | 18 | xe-6/0/9 | homerun | homerun | am3-dc-fw-1b | c5r108 | 18 | xe-6/0/9 | SFP-10G-SR | FABRIC LINK
10 | F | Cisco Nexus 5672 | am3-dc-c5r108-acc-1
9 | F | Cable Mgr
8 | F | Cisco Nexus 6001P | am3-dc-c5r108-agg-2 | Dedicated Compute Core ISP-VR to ACC
7 | F | Cable Mgr
6 | F | Cisco Nexus 6001P | am3-dc-c5r108-agg-1
5 | F | Cable Mgr |  | Fiber | MMF (LC-LC) |  | am3-dc-fw-1a | c5r107 | 18 | xe-5/0/0 | homerun | homerun | am3-dc-c5r107-acc-1 | c5r107 | 10 | e1/38 | SFP-10G-SR | Uplink
4 | F | Cisco Nexus 6001 | am3-oob-c5r108-agg-1 | Fiber | MMF (LC-LC) |  | am3-dc-fw-1a | c5r107 | 18 | xe-5/0/1 | homerun | homerun | am3-dc-c5r107-acc-1 | c5r107 | 10 | e1/39 | SFP-10G-SR | Uplink
3 | F | Cable Mgr |  | Fiber | MMF (LC-LC) |  | am3-dc-fw-1a | c5r107 | 18 | xe-6/0/0 | homerun | homerun | am3-dc-c5r107-acc-1 | c5r107 | 10 | e1/40 | SFP-10G-SR | Uplink
2 | F | Cisco Nexus 2248TM-E | am3-oob-c5r108-agg-1-100d | Fiber | MMF (LC-LC) |  | am3-dc-fw-1a | c5r107 | 18 | xe-6/0/1 | homerun | homerun | am3-dc-c5r107-acc-1 | c5r107 | 10 | e1/41 | SFP-10G-SR | Uplink
1 | F | Cable Mgr
0b |  | PDU |  | Fiber | MMF (LC-LC) |  | am3-dc-fw-1b | c5r108 | 18 | xe-5/0/0 | homerun | homerun | am3-dc-c5r108-acc-2 | c5r108 | 12 | e1/38 | SFP-10G-SR | Uplink
0a |  | PDU |  | Fiber | MMF (LC-LC) |  | am3-dc-fw-1b | c5r108 | 18 | xe-5/0/1 | homerun | homerun | am3-dc-c5r108-acc-2 | c5r108 | 12 | e1/39 | SFP-10G-SR | Uplink
|  |  |  | Fiber | MMF (LC-LC) |  | am3-dc-fw-1b | c5r108 | 18 | xe-6/0/0 | homerun | homerun | am3-dc-c5r108-acc-2 | c5r108 | 12 | e1/40 | SFP-10G-SR | Uplink
|  |  |  | Fiber | MMF (LC-LC) |  | am3-dc-fw-1b | c5r108 | 18 | xe-6/0/1 | homerun | homerun | am3-dc-c5r108-acc-2 | c5r108 | 12 | e1/41 | SFP-10G-SR | Uplink
|  |  |  | Fiber | MMF (LC-LC) |  | am3-core-rtr-5 | c5r101 | 5 | xe-0/0/1 | c5r102 u47 p1 | z107 U1 p1 | am3-dc-c5r107-acc-1 | c5r107 | 10 | e1/34 | SFP-10G-SR | Uplink
|  |  |  | Fiber | MMF (LC-LC) |  | am3-core-rtr-5 | c5r101 | 5 | xe-1/0/1 | c5r102 u47 p2 | z107 U1 p2 | am3-dc-c5r107-acc-1 | c5r107 | 10 | e1/35 | SFP-10G-SR | Uplink
|  |  |  | Fiber | MMF (LC-LC) |  | am3-core-rtr-5 | c5r101 | 5 | xe-0/0/2 | c5r102 u47 p3 | z107 U1 p3 | am3-dc-c5r107-acc-1 | c5r107 | 10 | e1/36 | SFP-10G-SR | Uplink
|  |  |  | Fiber | MMF (LC-LC) |  | am3-core-rtr-5 | c5r101 | 5 | xe-1/0/2 | c5r102 u47 p4 | z107 U1 p4 | am3-dc-c5r107-acc-1 | c5r107 | 10 | e1/37 | SFP-10G-SR | Uplink
|  |  |  | Fiber | MMF (LC-LC) |  | am3-core-rtr-6 | c5r103 | 5 | xe-0/0/1 | c5r104 u47 p1 | z108 u2 p1 | am3-dc-c5r108-acc-2 | c5r108 | 12 | e1/34 | SFP-10G-SR | Uplink
|  |  |  | Fiber | MMF (LC-LC) |  | am3-core-rtr-6 | c5r103 | 5 | xe-1/0/1 | c5r104 u47 p2 | z108 u2 p2 | am3-dc-c5r108-acc-2 | c5r108 | 12 | e1/35 | SFP-10G-SR | Uplink
|  |  |  | Fiber | MMF (LC-LC) |  | am3-core-rtr-6 | c5r103 | 5 | xe-0/0/2 | c5r104 u47 p3 | z108 u2 p3 | am3-dc-c5r108-acc-2 | c5r108 | 12 | e1/36 | SFP-10G-SR | Uplink
|  |  |  | Fiber | MMF (LC-LC) |  | am3-core-rtr-6 | c5r103 | 5 | xe-1/0/2 | c5r104 u47 p4 | z108 u2 p4 | am3-dc-c5r108-acc-2 | c5r108 | 12 | e1/37 | SFP-10G-SR | Uplink
|  |  |  | Fiber | MMF (LC-LC) |  | am3-dc-c5r107-acc-1 | c5r107 | 10 | Eth1/30 | homerun | homerun | am3-dc-c5r108-acc-2 | c5r108 | 12 | Eth1/30 | SFP-10G-SR | L2 bridge for isp-vr
|  |  |  | Fiber | MMF (LC-LC) |  | am3-dc-c5r107-acc-1 | c5r107 | 10 | Eth1/31 | homerun | homerun | am3-dc-c5r108-acc-2 | c5r108 | 12 | Eth1/31 | SFP-10G-SR | L2 bridge for isp-vr
|  |  |  | Fiber | MMF (LC-LC) |  | am3-dc-c5r107-acc-1 | c5r107 | 10 | Eth1/32 | homerun | homerun | am3-dc-c5r108-acc-2 | c5r108 | 12 | Eth1/32 | SFP-10G-SR | L2 bridge for isp-vr
|  |  |  | Fiber | MMF (LC-LC) |  | am3-dc-c5r107-acc-1 | c5r107 | 10 | Eth1/33 | homerun | homerun | am3-dc-c5r108-acc-2 | c5r108 | 12 | Eth1/33 | SFP-10G-SR | L2 bridge for isp-vr
Dedicated Compute firewall to distribution for services transport VRF
|  |  |  | Fiber | SMF (LC-LC) |  | am3-dc-fw-1a | c5r107 | 18 | xe-5/0/8 | z107 U1 p5 | c5r102 u47 p5 | am3-opc-dist-7 | c5r101 | 22 | Eth1/9 | SFP-10G-SR | 20G to am3-opc-dist-7 via tap
|  |  |  | Fiber | SMF (LC-LC) |  | am3-dc-fw-1a | c5r107 | 18 | xe-6/0/8 | z107 U1 p6 | c5r102 u47 p6 | am3-opc-dist-7 | c5r101 | 22 | Eth1/10 | SFP-10G-SR
|  |  |  | Fiber | SMF (LC-LC) |  | am3-dc-fw-1b | c5r108 | 18 | xe-5/0/8 | z108 U2 p5 | c5r104 u47 p5 | am3-opc-dist-8 | c5r103 | 22 | Eth1/9 | SFP-10G-SR | 20G to am3-opc-dist-8 via tap
|  |  |  | Fiber | SMF (LC-LC) |  | am3-dc-fw-1b | c5r108 | 18 | xe-6/0/8 | z108 U2 p6 | c5r104 u47 p6 | am3-opc-dist-8 | c5r103 | 22 | Eth1/10 | SFP-10G-SR
Dedicataed Compute firewall to access switches in agg rack
|  |  |  | Fiber | MMF (LC-LC) |  | am3-dc-fw-1a | c5r107 | 18 | xe-5/0/2 | homerun | homerun | am3-dc-c5r107-acc-1 | c5r107 | 10 | e1/45 | SFP-10G-SR | 40G Aggregation link via TAP
|  |  |  | Fiber | MMF (LC-LC) |  | am3-dc-fw-1a | c5r107 | 18 | xe-5/0/3 | homerun | homerun | am3-dc-c5r107-acc-1 | c5r107 | 10 | e1/46 | SFP-10G-SR
|  |  |  | Fiber | MMF (LC-LC) |  | am3-dc-fw-1a | c5r107 | 18 | xe-6/0/4 | homerun | homerun | am3-dc-c5r107-acc-1 | c5r107 | 10 | e1/43 | SFP-10G-SR | 40G Aggregation link via TAP
|  |  |  | Fiber | MMF (LC-LC) |  | am3-dc-fw-1a | c5r107 | 18 | xe-6/0/5 | homerun | homerun | am3-dc-c5r107-acc-1 | c5r107 | 10 | e1/44 | SFP-10G-SR
|  |  |  | Fiber | MMF (LC-LC) |  | am3-dc-fw-1a | c5r107 | 18 | xe-6/0/2 | homerun | homerun | am3-dc-c5r108-acc-1 | c5r108 | 10 | e1/45 | SFP-10G-SR | 40G Aggregation link via TAP
|  |  |  | Fiber | MMF (LC-LC) |  | am3-dc-fw-1a | c5r107 | 18 | xe-6/0/3 | homerun | homerun | am3-dc-c5r108-acc-1 | c5r108 | 10 | e1/46 | SFP-10G-SR
|  |  |  | Fiber | MMF (LC-LC) |  | am3-dc-fw-1a | c5r107 | 18 | xe-5/0/4 | homerun | homerun | am3-dc-c5r108-acc-1 | c5r108 | 10 | e1/43 | SFP-10G-SR | 40G Aggregation link via TAP
|  |  |  | Fiber | MMF (LC-LC) |  | am3-dc-fw-1a | c5r107 | 18 | xe-5/0/5 | homerun | homerun | am3-dc-c5r108-acc-1 | c5r108 | 10 | e1/44 | SFP-10G-SR
|  |  |  | Fiber | MMF (LC-LC) |  | am3-dc-fw-1b | c5r108 | 18 | xe-5/0/2 | homerun | homerun | am3-dc-c5r107-acc-2 | c5r107 | 12 | e1/45 | SFP-10G-SR | 40G Aggregation link via TAP
|  |  |  | Fiber | MMF (LC-LC) |  | am3-dc-fw-1b | c5r108 | 18 | xe-5/0/3 | homerun | homerun | am3-dc-c5r107-acc-2 | c5r107 | 12 | e1/46 | SFP-10G-SR
|  |  |  | Fiber | MMF (LC-LC) |  | am3-dc-fw-1b | c5r108 | 18 | xe-6/0/4 | homerun | homerun | am3-dc-c5r107-acc-2 | c5r107 | 12 | e1/43 | SFP-10G-SR | 40G Aggregation link via TAP
|  |  |  | Fiber | MMF (LC-LC) |  | am3-dc-fw-1b | c5r108 | 18 | xe-6/0/5 | homerun | homerun | am3-dc-c5r107-acc-2 | c5r107 | 12 | e1/44 | SFP-10G-SR
|  |  |  | Fiber | MMF (LC-LC) |  | am3-dc-fw-1b | c5r108 | 18 | xe-6/0/2 | homerun | homerun | am3-dc-c5r108-acc-2 | c5r108 | 12 | e1/45 | SFP-10G-SR | 40G Aggregation link via TAP
|  |  |  | Fiber | MMF (LC-LC) |  | am3-dc-fw-1b | c5r108 | 18 | xe-6/0/3 | homerun | homerun | am3-dc-c5r108-acc-2 | c5r108 | 12 | e1/46 | SFP-10G-SR
|  |  |  | Fiber | MMF (LC-LC) |  | am3-dc-fw-1b | c5r108 | 18 | xe-5/0/4 | homerun | homerun | am3-dc-c5r108-acc-2 | c5r108 | 12 | e1/43 | SFP-10G-SR | 40G Aggregation link via TAP
|  |  |  | Fiber | MMF (LC-LC) |  | am3-dc-fw-1b | c5r108 | 18 | xe-5/0/5 | homerun | homerun | am3-dc-c5r108-acc-2 | c5r108 | 12 | e1/44 | SFP-10G-SR
Security - Siem
|  |  |  | Copper | cat6 |  | am3-c-dcp-rcvr-06 | security rack | ?? | ?? | homerun | homerun | am3-dc-c5r107-acc-1 | c5r107 | 10 | eth1/42 |  | L1 info only
|  |  |  | Copper | cat6 |  | am3-c-dcp-scan-03 | security rack | ?? | ?? | homerun | homerun | am3-dc-c5r309-acc-1 | c5r309 | 22 | eth1/46 |  | L1 info only
|  |  |  | Copper | cat6 |  | am3-c-dcp-scan-04 | security rack | ?? | ?? | homerun | homerun | am3-dc-c5r312-acc-1 | c5r312 | 22 | eth1/46 |  | L1 info only
production-acc-c5r107
|  |  |  | Copper | QSFP |  | am3-dc-c5r107-acc-1 | c5r107 | 10 | Eth2/1 | homerun | homerun | am3-dc-c5r107-acc-2 | c5r107 | 12 | Eth2/1 | QSFP-DAC | VPC Peer-link
|  |  |  | Copper | QSFP |  | am3-dc-c5r107-acc-1 | c5r107 | 10 | Eth2/2 | homerun | homerun | am3-dc-c5r107-acc-2 | c5r107 | 12 | Eth2/2 | QSFP-DAC | VPC Peer-link
|  |  |  | Copper | MMF (LC-LC) |  | am3-dc-c5r107-acc-1 | c5r107 | 10 | Eth1/47 | homerun | homerun | am3-dc-c5r107-acc-2 | c5r107 | 12 | Eth1/47 | SFP-10G-SR | VPC Keepalive
|  |  |  | Copper | MMF (LC-LC) |  | am3-dc-c5r107-acc-1 | c5r107 | 10 | Eth1/48 | homerun | homerun | am3-dc-c5r107-acc-2 | c5r107 | 12 | Eth1/48 | SFP-10G-SR | VPC Keepalive
|  |  |  | Fiber | MMF (MPO-4LC) |  | am3-dc-c5r107-acc-1 | c5r107 | 10 | Eth2/5/1 | homerun | homerun | am3-dc-c5r107-agg-1 | c5r107 | 6 | Eth1/1 | QSFP-SR4/SFP-10G-SR
|  |  |  | Fiber | MMF (MPO-4LC) |  | am3-dc-c5r107-acc-1 | c5r107 | 10 | Eth2/5/2 | homerun | homerun | am3-dc-c5r107-agg-1 | c5r107 | 6 | Eth1/2 | QSFP-SR4/SFP-10G-SR
|  |  |  | Fiber | MMF (MPO-4LC) |  | am3-dc-c5r107-acc-1 | c5r107 | 10 | Eth2/5/3 | homerun | homerun | am3-dc-c5r107-agg-1 | c5r107 | 6 | Eth1/3 | QSFP-SR4/SFP-10G-SR
|  |  |  | Fiber | MMF (MPO-4LC) |  | am3-dc-c5r107-acc-1 | c5r107 | 10 | Eth2/5/4 | homerun | homerun | am3-dc-c5r107-agg-1 | c5r107 | 6 | Eth1/4 | QSFP-SR4/SFP-10G-SR
|  |  |  | Fiber | MMF (MPO-4LC) |  | am3-dc-c5r107-acc-1 | c5r107 | 10 | Eth2/6/1 | homerun | homerun | am3-dc-c5r107-agg-2 | c5r107 | 8 | Eth1/1 | QSFP-SR4/SFP-10G-SR
|  |  |  | Fiber | MMF (MPO-4LC) |  | am3-dc-c5r107-acc-1 | c5r107 | 10 | Eth2/6/2 | homerun | homerun | am3-dc-c5r107-agg-2 | c5r107 | 8 | Eth1/2 | QSFP-SR4/SFP-10G-SR
|  |  |  | Fiber | MMF (MPO-4LC) |  | am3-dc-c5r107-acc-1 | c5r107 | 10 | Eth2/6/3 | homerun | homerun | am3-dc-c5r107-agg-2 | c5r107 | 8 | Eth1/3 | QSFP-SR4/SFP-10G-SR
|  |  |  | Fiber | MMF (MPO-4LC) |  | am3-dc-c5r107-acc-1 | c5r107 | 10 | Eth2/6/4 | homerun | homerun | am3-dc-c5r107-agg-2 | c5r107 | 8 | Eth1/4 | QSFP-SR4/SFP-10G-SR
|  |  |  | Fiber | MMF (MPO-4LC) |  | am3-dc-c5r107-acc-2 | c5r107 | 12 | Eth2/5/1 | homerun | homerun | am3-dc-c5r107-agg-1 | c5r107 | 6 | Eth1/5 | QSFP-SR4/SFP-10G-SR
|  |  |  | Fiber | MMF (MPO-4LC) |  | am3-dc-c5r107-acc-2 | c5r107 | 12 | Eth2/5/2 | homerun | homerun | am3-dc-c5r107-agg-1 | c5r107 | 6 | Eth1/6 | QSFP-SR4/SFP-10G-SR
|  |  |  | Fiber | MMF (MPO-4LC) |  | am3-dc-c5r107-acc-2 | c5r107 | 12 | Eth2/5/3 | homerun | homerun | am3-dc-c5r107-agg-1 | c5r107 | 6 | Eth1/7 | QSFP-SR4/SFP-10G-SR
|  |  |  | Fiber | MMF (MPO-4LC) |  | am3-dc-c5r107-acc-2 | c5r107 | 12 | Eth2/5/4 | homerun | homerun | am3-dc-c5r107-agg-1 | c5r107 | 6 | Eth1/8 | QSFP-SR4/SFP-10G-SR
|  |  |  | Fiber | MMF (MPO-4LC) |  | am3-dc-c5r107-acc-2 | c5r107 | 12 | Eth2/6/1 | homerun | homerun | am3-dc-c5r107-agg-2 | c5r107 | 8 | Eth1/5 | QSFP-SR4/SFP-10G-SR
|  |  |  | Fiber | MMF (MPO-4LC) |  | am3-dc-c5r107-acc-2 | c5r107 | 12 | Eth2/6/2 | homerun | homerun | am3-dc-c5r107-agg-2 | c5r107 | 8 | Eth1/6 | QSFP-SR4/SFP-10G-SR
|  |  |  | Fiber | MMF (MPO-4LC) |  | am3-dc-c5r107-acc-2 | c5r107 | 12 | Eth2/6/3 | homerun | homerun | am3-dc-c5r107-agg-2 | c5r107 | 8 | Eth1/7 | QSFP-SR4/SFP-10G-SR
|  |  |  | Fiber | MMF (MPO-4LC) |  | am3-dc-c5r107-acc-2 | c5r107 | 12 | Eth2/6/4 | homerun | homerun | am3-dc-c5r107-agg-2 | c5r107 | 8 | Eth1/8 | QSFP-SR4/SFP-10G-SR
production-acc-c5r108
|  |  |  | Copper | QSFP |  | am3-dc-c5r108-acc-1 | c5r108 | 10 | Eth2/1 | homerun | homerun | am3-dc-c5r108-acc-2 | c5r108 | 12 | Eth2/1 | QSFP-DAC | VPC Peer-link
|  |  |  | Copper | QSFP |  | am3-dc-c5r108-acc-1 | c5r108 | 10 | Eth2/2 | homerun | homerun | am3-dc-c5r108-acc-2 | c5r108 | 12 | Eth2/2 | QSFP-DAC | VPC Peer-link
|  |  |  | Copper | MMF (LC-LC) |  | am3-dc-c5r108-acc-1 | c5r108 | 10 | Eth1/47 | homerun | homerun | am3-dc-c5r108-acc-2 | c5r108 | 12 | Eth1/47 | SFP-10G-SR | VPC Keepalive
|  |  |  | Copper | MMF (LC-LC) |  | am3-dc-c5r108-acc-1 | c5r108 | 10 | Eth1/48 | homerun | homerun | am3-dc-c5r108-acc-2 | c5r108 | 12 | Eth1/48 | SFP-10G-SR | VPC Keepalive
|  |  |  | Fiber | MMF (MPO-4LC) |  | am3-dc-c5r108-acc-1 | c5r108 | 10 | Eth2/5/1 | homerun | homerun | am3-dc-c5r108-agg-1 | c5r108 | 6 | Eth1/1 | QSFP-SR4/SFP-10G-SR
|  |  |  | Fiber | MMF (MPO-4LC) |  | am3-dc-c5r108-acc-1 | c5r108 | 10 | Eth2/5/2 | homerun | homerun | am3-dc-c5r108-agg-1 | c5r108 | 6 | Eth1/2 | QSFP-SR4/SFP-10G-SR
|  |  |  | Fiber | MMF (MPO-4LC) |  | am3-dc-c5r108-acc-1 | c5r108 | 10 | Eth2/5/3 | homerun | homerun | am3-dc-c5r108-agg-1 | c5r108 | 6 | Eth1/3 | QSFP-SR4/SFP-10G-SR
|  |  |  | Fiber | MMF (MPO-4LC) |  | am3-dc-c5r108-acc-1 | c5r108 | 10 | Eth2/5/4 | homerun | homerun | am3-dc-c5r108-agg-1 | c5r108 | 6 | Eth1/4 | QSFP-SR4/SFP-10G-SR
|  |  |  | Fiber | MMF (MPO-4LC) |  | am3-dc-c5r108-acc-1 | c5r108 | 10 | Eth2/6/1 | homerun | homerun | am3-dc-c5r108-agg-2 | c5r108 | 8 | Eth1/1 | QSFP-SR4/SFP-10G-SR
|  |  |  | Fiber | MMF (MPO-4LC) |  | am3-dc-c5r108-acc-1 | c5r108 | 10 | Eth2/6/2 | homerun | homerun | am3-dc-c5r108-agg-2 | c5r108 | 8 | Eth1/2 | QSFP-SR4/SFP-10G-SR
|  |  |  | Fiber | MMF (MPO-4LC) |  | am3-dc-c5r108-acc-1 | c5r108 | 10 | Eth2/6/3 | homerun | homerun | am3-dc-c5r108-agg-2 | c5r108 | 8 | Eth1/3 | QSFP-SR4/SFP-10G-SR
|  |  |  | Fiber | MMF (MPO-4LC) |  | am3-dc-c5r108-acc-1 | c5r108 | 10 | Eth2/6/4 | homerun | homerun | am3-dc-c5r108-agg-2 | c5r108 | 8 | Eth1/4 | QSFP-SR4/SFP-10G-SR
|  |  |  | Fiber | MMF (MPO-4LC) |  | am3-dc-c5r108-acc-2 | c5r108 | 12 | Eth2/5/1 | homerun | homerun | am3-dc-c5r108-agg-1 | c5r108 | 6 | Eth1/5 | QSFP-SR4/SFP-10G-SR
|  |  |  | Fiber | MMF (MPO-4LC) |  | am3-dc-c5r108-acc-2 | c5r108 | 12 | Eth2/5/2 | homerun | homerun | am3-dc-c5r108-agg-1 | c5r108 | 6 | Eth1/6 | QSFP-SR4/SFP-10G-SR
|  |  |  | Fiber | MMF (MPO-4LC) |  | am3-dc-c5r108-acc-2 | c5r108 | 12 | Eth2/5/3 | homerun | homerun | am3-dc-c5r108-agg-1 | c5r108 | 6 | Eth1/7 | QSFP-SR4/SFP-10G-SR
|  |  |  | Fiber | MMF (MPO-4LC) |  | am3-dc-c5r108-acc-2 | c5r108 | 12 | Eth2/5/4 | homerun | homerun | am3-dc-c5r108-agg-1 | c5r108 | 6 | Eth1/8 | QSFP-SR4/SFP-10G-SR
|  |  |  | Fiber | MMF (MPO-4LC) |  | am3-dc-c5r108-acc-2 | c5r108 | 12 | Eth2/6/1 | homerun | homerun | am3-dc-c5r108-agg-2 | c5r108 | 8 | Eth1/5 | QSFP-SR4/SFP-10G-SR
|  |  |  | Fiber | MMF (MPO-4LC) |  | am3-dc-c5r108-acc-2 | c5r108 | 12 | Eth2/6/2 | homerun | homerun | am3-dc-c5r108-agg-2 | c5r108 | 8 | Eth1/6 | QSFP-SR4/SFP-10G-SR
|  |  |  | Fiber | MMF (MPO-4LC) |  | am3-dc-c5r108-acc-2 | c5r108 | 12 | Eth2/6/3 | homerun | homerun | am3-dc-c5r108-agg-2 | c5r108 | 8 | Eth1/7 | QSFP-SR4/SFP-10G-SR
|  |  |  | Fiber | MMF (MPO-4LC) |  | am3-dc-c5r108-acc-2 | c5r108 | 12 | Eth2/6/4 | homerun | homerun | am3-dc-c5r108-agg-2 | c5r108 | 8 | Eth1/8 | QSFP-SR4/SFP-10G-SR
production-acc-c5r207 - Zone1 Compute Guest 1
|  |  |  | Copper | QSFP |  | am3-dc-c5r207-acc-1 | c5r207 | 22 | Eth2/1 | homerun | homerun | am3-dc-c5r207-acc-2 | c5r207 | 21 | Eth2/1 | QSFP-DAC | VPC Peer-link
|  |  |  | Copper | QSFP |  | am3-dc-c5r207-acc-1 | c5r207 | 22 | Eth2/2 | homerun | homerun | am3-dc-c5r207-acc-2 | c5r207 | 21 | Eth2/2 | QSFP-DAC | VPC Peer-link
|  |  |  | Copper | MMF (LC-LC) |  | am3-dc-c5r207-acc-1 | c5r207 | 22 | Eth1/47 | homerun | homerun | am3-dc-c5r207-acc-2 | c5r207 | 21 | Eth1/47 | SFP-10G-SR | VPC Keepalive
|  |  |  | Copper | MMF (LC-LC) |  | am3-dc-c5r207-acc-1 | c5r207 | 22 | Eth1/48 | homerun | homerun | am3-dc-c5r207-acc-2 | c5r207 | 21 | Eth1/48 | SFP-10G-SR | VPC Keepalive
|  |  |  | Fiber | MMF (MPO-4LC) |  | am3-dc-c5r207-acc-1 | c5r207 | 22 | Eth2/3/1 | z1007 u1 p3 | c5r107 u48 p3 | am3-dc-c5r107-agg-1 | c5r107 | 6 | Eth1/9 | QSFP-SR4/SFP-10G-SR
|  |  |  | Fiber | MMF (MPO-4LC) |  | am3-dc-c5r207-acc-1 | c5r207 | 22 | Eth2/3/2 | z1007 u1 p4 | c5r107 u48 p4 | am3-dc-c5r107-agg-1 | c5r107 | 6 | Eth1/10 | QSFP-SR4/SFP-10G-SR
|  |  |  | Fiber | MMF (MPO-4LC) |  | am3-dc-c5r207-acc-1 | c5r207 | 22 | Eth2/3/3 | z1007 u1 p5 | c5r107 u48 p5 | am3-dc-c5r107-agg-1 | c5r107 | 6 | Eth1/11 | QSFP-SR4/SFP-10G-SR
|  |  |  | Fiber | MMF (MPO-4LC) |  | am3-dc-c5r207-acc-1 | c5r207 | 22 | Eth2/3/4 | z1007 u1 p6 | c5r107 u48 p6 | am3-dc-c5r107-agg-1 | c5r107 | 6 | Eth1/12 | QSFP-SR4/SFP-10G-SR
|  |  |  | Fiber | MMF (MPO-4LC) |  | am3-dc-c5r207-acc-1 | c5r207 | 22 | Eth2/4/1 | z1007 u1 p7 | c5r107 u48 p7 | am3-dc-c5r107-agg-2 | c5r107 | 8 | Eth1/9 | QSFP-SR4/SFP-10G-SR
|  |  |  | Fiber | MMF (MPO-4LC) |  | am3-dc-c5r207-acc-1 | c5r207 | 22 | Eth2/4/2 | z1007 u1 p8 | c5r107 u48 p8 | am3-dc-c5r107-agg-2 | c5r107 | 8 | Eth1/10 | QSFP-SR4/SFP-10G-SR
|  |  |  | Fiber | MMF (MPO-4LC) |  | am3-dc-c5r207-acc-1 | c5r207 | 22 | Eth2/4/3 | z1007 u1 p9 | c5r107 u48 p9 | am3-dc-c5r107-agg-2 | c5r107 | 8 | Eth1/11 | QSFP-SR4/SFP-10G-SR
|  |  |  | Fiber | MMF (MPO-4LC) |  | am3-dc-c5r207-acc-1 | c5r207 | 22 | Eth2/4/4 | z1007 u1 p10 | c5r107 u48 p10 | am3-dc-c5r107-agg-2 | c5r107 | 8 | Eth1/12 | QSFP-SR4/SFP-10G-SR
|  |  |  | Fiber | MMF (MPO-4LC) |  | am3-dc-c5r207-acc-2 | c5r207 | 21 | Eth2/3/1 | z1007 u1 p11 | c5r107 u48 p11 | am3-dc-c5r107-agg-1 | c5r107 | 6 | Eth1/13 | QSFP-SR4/SFP-10G-SR
|  |  |  | Fiber | MMF (MPO-4LC) |  | am3-dc-c5r207-acc-2 | c5r207 | 21 | Eth2/3/2 | z1007 u1 p12 | c5r107 u48 p12 | am3-dc-c5r107-agg-1 | c5r107 | 6 | Eth1/14 | QSFP-SR4/SFP-10G-SR
|  |  |  | Fiber | MMF (MPO-4LC) |  | am3-dc-c5r207-acc-2 | c5r207 | 21 | Eth2/3/3 | z1007 u1 p13 | c5r107 u48 p13 | am3-dc-c5r107-agg-1 | c5r107 | 6 | Eth1/15 | QSFP-SR4/SFP-10G-SR
|  |  |  | Fiber | MMF (MPO-4LC) |  | am3-dc-c5r207-acc-2 | c5r207 | 21 | Eth2/3/4 | z1007 u1 p14 | c5r107 u48 p14 | am3-dc-c5r107-agg-1 | c5r107 | 6 | Eth1/16 | QSFP-SR4/SFP-10G-SR
|  |  |  | Fiber | MMF (MPO-4LC) |  | am3-dc-c5r207-acc-2 | c5r207 | 21 | Eth2/4/1 | z1007 u1 p15 | c5r107 u48 p15 | am3-dc-c5r107-agg-2 | c5r107 | 8 | Eth1/13 | QSFP-SR4/SFP-10G-SR
|  |  |  | Fiber | MMF (MPO-4LC) |  | am3-dc-c5r207-acc-2 | c5r207 | 21 | Eth2/4/2 | z1007 u1 p16 | c5r107 u48 p16 | am3-dc-c5r107-agg-2 | c5r107 | 8 | Eth1/14 | QSFP-SR4/SFP-10G-SR
|  |  |  | Fiber | MMF (MPO-4LC) |  | am3-dc-c5r207-acc-2 | c5r207 | 21 | Eth2/4/3 | z1007 u1 p17 | c5r107 u48 p17 | am3-dc-c5r107-agg-2 | c5r107 | 8 | Eth1/15 | QSFP-SR4/SFP-10G-SR
|  |  |  | Fiber | MMF (MPO-4LC) |  | am3-dc-c5r207-acc-2 | c5r207 | 21 | Eth2/4/4 | z1007 u1 p18 | c5r107 u48 p18 | am3-dc-c5r107-agg-2 | c5r107 | 8 | Eth1/16 | QSFP-SR4/SFP-10G-SR
production-acc-c5r209 - Zone2 Compute Guest 1
|  |  |  | Copper | QSFP |  | am3-dc-c5r209-acc-1 | c4r209 | 22 | Eth2/1 | homerun | homerun | am3-dc-c5r209-acc-2 | c4r209 | 21 | Eth2/1 | QSFP-DAC | VPC Peer-link
|  |  |  | Copper | QSFP |  | am3-dc-c5r209-acc-1 | c4r209 | 22 | Eth2/2 | homerun | homerun | am3-dc-c5r209-acc-2 | c4r209 | 21 | Eth2/2 | QSFP-DAC | VPC Peer-link
|  |  |  | Copper | MMF (LC-LC) |  | am3-dc-c5r209-acc-1 | c4r209 | 22 | Eth1/47 | homerun | homerun | am3-dc-c5r209-acc-2 | c4r209 | 21 | Eth1/47 | SFP-10G-SR | VPC Keepalive
|  |  |  | Copper | MMF (LC-LC) |  | am3-dc-c5r209-acc-1 | c4r209 | 22 | Eth1/48 | homerun | homerun | am3-dc-c5r209-acc-2 | c4r209 | 21 | Eth1/48 | SFP-10G-SR | VPC Keepalive
|  |  |  | Fiber | MMF (MPO-4LC) |  | am3-dc-c5r209-acc-1 | c4r209 | 22 | Eth2/3/1 | z209 u1 p3 | c5r107 u45 p3 | am3-dc-c5r107-agg-1 | c5r107 | 6 | Eth1/33 | QSFP-SR4/SFP-10G-SR
|  |  |  | Fiber | MMF (MPO-4LC) |  | am3-dc-c5r209-acc-1 | c4r209 | 22 | Eth2/3/2 | z209 u1 p4 | c5r107 u45 p4 | am3-dc-c5r107-agg-1 | c5r107 | 6 | Eth1/34 | QSFP-SR4/SFP-10G-SR
|  |  |  | Fiber | MMF (MPO-4LC) |  | am3-dc-c5r209-acc-1 | c4r209 | 22 | Eth2/3/3 | z209 u1 p5 | c5r107 u45 p5 | am3-dc-c5r107-agg-1 | c5r107 | 6 | Eth1/35 | QSFP-SR4/SFP-10G-SR
|  |  |  | Fiber | MMF (MPO-4LC) |  | am3-dc-c5r209-acc-1 | c4r209 | 22 | Eth2/3/4 | z209 u1 p6 | c5r107 u45 p6 | am3-dc-c5r107-agg-1 | c5r107 | 6 | Eth1/36 | QSFP-SR4/SFP-10G-SR
|  |  |  | Fiber | MMF (MPO-4LC) |  | am3-dc-c5r209-acc-1 | c4r209 | 22 | Eth2/4/1 | z209 u1 p7 | c5r107 u45 p7 | am3-dc-c5r107-agg-2 | c5r107 | 8 | Eth1/33 | QSFP-SR4/SFP-10G-SR
|  |  |  | Fiber | MMF (MPO-4LC) |  | am3-dc-c5r209-acc-1 | c4r209 | 22 | Eth2/4/2 | z209 u1 p8 | c5r107 u45 p8 | am3-dc-c5r107-agg-2 | c5r107 | 8 | Eth1/34 | QSFP-SR4/SFP-10G-SR
|  |  |  | Fiber | MMF (MPO-4LC) |  | am3-dc-c5r209-acc-1 | c4r209 | 22 | Eth2/4/3 | z209 u1 p9 | c5r107 u45 p9 | am3-dc-c5r107-agg-2 | c5r107 | 8 | Eth1/35 | QSFP-SR4/SFP-10G-SR
|  |  |  | Fiber | MMF (MPO-4LC) |  | am3-dc-c5r209-acc-1 | c4r209 | 22 | Eth2/4/4 | z209 u1 p10 | c5r107 u45 p10 | am3-dc-c5r107-agg-2 | c5r107 | 8 | Eth1/36 | QSFP-SR4/SFP-10G-SR
|  |  |  | Fiber | MMF (MPO-4LC) |  | am3-dc-c5r209-acc-2 | c4r209 | 21 | Eth2/3/1 | z209 u1 p11 | c5r107 u45 p11 | am3-dc-c5r107-agg-1 | c5r107 | 6 | Eth1/37 | QSFP-SR4/SFP-10G-SR
|  |  |  | Fiber | MMF (MPO-4LC) |  | am3-dc-c5r209-acc-2 | c4r209 | 21 | Eth2/3/2 | z209 u1 p12 | c5r107 u45 p12 | am3-dc-c5r107-agg-1 | c5r107 | 6 | Eth1/38 | QSFP-SR4/SFP-10G-SR
|  |  |  | Fiber | MMF (MPO-4LC) |  | am3-dc-c5r209-acc-2 | c4r209 | 21 | Eth2/3/3 | z209 u1 p13 | c5r107 u45 p13 | am3-dc-c5r107-agg-1 | c5r107 | 6 | Eth1/39 | QSFP-SR4/SFP-10G-SR
|  |  |  | Fiber | MMF (MPO-4LC) |  | am3-dc-c5r209-acc-2 | c4r209 | 21 | Eth2/3/4 | z209 u1 p14 | c5r107 u45 p14 | am3-dc-c5r107-agg-1 | c5r107 | 6 | Eth1/40 | QSFP-SR4/SFP-10G-SR
|  |  |  | Fiber | MMF (MPO-4LC) |  | am3-dc-c5r209-acc-2 | c4r209 | 21 | Eth2/4/1 | z209 u1 p15 | c5r107 u45 p15 | am3-dc-c5r107-agg-2 | c5r107 | 8 | Eth1/37 | QSFP-SR4/SFP-10G-SR
|  |  |  | Fiber | MMF (MPO-4LC) |  | am3-dc-c5r209-acc-2 | c4r209 | 21 | Eth2/4/2 | z209 u1 p16 | c5r107 u45 p16 | am3-dc-c5r107-agg-2 | c5r107 | 8 | Eth1/38 | QSFP-SR4/SFP-10G-SR
|  |  |  | Fiber | MMF (MPO-4LC) |  | am3-dc-c5r209-acc-2 | c4r209 | 21 | Eth2/4/3 | z209 u1 p17 | c5r107 u45 p17 | am3-dc-c5r107-agg-2 | c5r107 | 8 | Eth1/39 | QSFP-SR4/SFP-10G-SR
|  |  |  | Fiber | MMF (MPO-4LC) |  | am3-dc-c5r209-acc-2 | c4r209 | 21 | Eth2/4/4 | z209 u1 p18 | c5r107 u45 p18 | am3-dc-c5r107-agg-2 | c5r107 | 8 | Eth1/40 | QSFP-SR4/SFP-10G-SR
production-acc-c5r305 - Zone4 Guest 1
|  |  |  | Copper | QSFP |  | am3-dc-c5r305-acc-1 | c5r305 | 22 | Eth2/1 | homerun | homerun | am3-dc-c5r305-acc-2 | c5r305 | 21 | Eth2/1 | QSFP-DAC | VPC Peer-link
|  |  |  | Copper | QSFP |  | am3-dc-c5r305-acc-1 | c5r305 | 22 | Eth2/2 | homerun | homerun | am3-dc-c5r305-acc-2 | c5r305 | 21 | Eth2/2 | QSFP-DAC | VPC Peer-link
|  |  |  | Copper | MMF (LC-LC) |  | am3-dc-c5r305-acc-1 | c5r305 | 22 | Eth1/47 | homerun | homerun | am3-dc-c5r305-acc-2 | c5r305 | 21 | Eth1/47 | SFP-10G-SR | VPC Keepalive
|  |  |  | Copper | MMF (LC-LC) |  | am3-dc-c5r305-acc-1 | c5r305 | 22 | Eth1/48 | homerun | homerun | am3-dc-c5r305-acc-2 | c5r305 | 21 | Eth1/48 | SFP-10G-SR | VPC Keepalive
|  |  |  | Fiber | MMF (MPO-4LC) |  | am3-dc-c5r305-acc-1 | c5r305 | 22 | Eth2/3/1 | z1015 u1 p3 | c5r108 u47 p3 | am3-dc-c5r108-agg-1 | c5r108 | 6 | Eth1/33 | QSFP-SR4/SFP-10G-SR
|  |  |  | Fiber | MMF (MPO-4LC) |  | am3-dc-c5r305-acc-1 | c5r305 | 22 | Eth2/3/2 | z1015 u1 p4 | c5r108 u47 p4 | am3-dc-c5r108-agg-1 | c5r108 | 6 | Eth1/34 | QSFP-SR4/SFP-10G-SR
|  |  |  | Fiber | MMF (MPO-4LC) |  | am3-dc-c5r305-acc-1 | c5r305 | 22 | Eth2/3/3 | z1015 u1 p5 | c5r108 u47 p5 | am3-dc-c5r108-agg-1 | c5r108 | 6 | Eth1/35 | QSFP-SR4/SFP-10G-SR
|  |  |  | Fiber | MMF (MPO-4LC) |  | am3-dc-c5r305-acc-1 | c5r305 | 22 | Eth2/3/4 | z1015 u1 p6 | c5r108 u47 p6 | am3-dc-c5r108-agg-1 | c5r108 | 6 | Eth1/36 | QSFP-SR4/SFP-10G-SR
|  |  |  | Fiber | MMF (MPO-4LC) |  | am3-dc-c5r305-acc-1 | c5r305 | 22 | Eth2/4/1 | z1015 u1 p7 | c5r108 u47 p7 | am3-dc-c5r108-agg-2 | c5r108 | 8 | Eth1/33 | QSFP-SR4/SFP-10G-SR
|  |  |  | Fiber | MMF (MPO-4LC) |  | am3-dc-c5r305-acc-1 | c5r305 | 22 | Eth2/4/2 | z1015 u1 p8 | c5r108 u47 p8 | am3-dc-c5r108-agg-2 | c5r108 | 8 | Eth1/34 | QSFP-SR4/SFP-10G-SR
|  |  |  | Fiber | MMF (MPO-4LC) |  | am3-dc-c5r305-acc-1 | c5r305 | 22 | Eth2/4/3 | z1015 u1 p9 | c5r108 u47 p9 | am3-dc-c5r108-agg-2 | c5r108 | 8 | Eth1/35 | QSFP-SR4/SFP-10G-SR
|  |  |  | Fiber | MMF (MPO-4LC) |  | am3-dc-c5r305-acc-1 | c5r305 | 22 | Eth2/4/4 | z1015 u1 p10 | c5r108 u47 p10 | am3-dc-c5r108-agg-2 | c5r108 | 8 | Eth1/36 | QSFP-SR4/SFP-10G-SR
|  |  |  | Fiber | MMF (MPO-4LC) |  | am3-dc-c5r305-acc-2 | c5r305 | 21 | Eth2/3/1 | z1015 u1 p11 | c5r108 u47 p11 | am3-dc-c5r108-agg-1 | c5r108 | 6 | Eth1/37 | QSFP-SR4/SFP-10G-SR
|  |  |  | Fiber | MMF (MPO-4LC) |  | am3-dc-c5r305-acc-2 | c5r305 | 21 | Eth2/3/2 | z1015 u1 p12 | c5r108 u47 p12 | am3-dc-c5r108-agg-1 | c5r108 | 6 | Eth1/38 | QSFP-SR4/SFP-10G-SR
|  |  |  | Fiber | MMF (MPO-4LC) |  | am3-dc-c5r305-acc-2 | c5r305 | 21 | Eth2/3/3 | z1015 u1 p13 | c5r108 u47 p13 | am3-dc-c5r108-agg-1 | c5r108 | 6 | Eth1/39 | QSFP-SR4/SFP-10G-SR
|  |  |  | Fiber | MMF (MPO-4LC) |  | am3-dc-c5r305-acc-2 | c5r305 | 21 | Eth2/3/4 | z1015 u1 p14 | c5r108 u47 p14 | am3-dc-c5r108-agg-1 | c5r108 | 6 | Eth1/40 | QSFP-SR4/SFP-10G-SR
|  |  |  | Fiber | MMF (MPO-4LC) |  | am3-dc-c5r305-acc-2 | c5r305 | 21 | Eth2/4/1 | z1015 u1 p15 | c5r108 u47 p15 | am3-dc-c5r108-agg-2 | c5r108 | 8 | Eth1/37 | QSFP-SR4/SFP-10G-SR
|  |  |  | Fiber | MMF (MPO-4LC) |  | am3-dc-c5r305-acc-2 | c5r305 | 21 | Eth2/4/2 | z1015 u1 p16 | c5r108 u47 p16 | am3-dc-c5r108-agg-2 | c5r108 | 8 | Eth1/38 | QSFP-SR4/SFP-10G-SR
|  |  |  | Fiber | MMF (MPO-4LC) |  | am3-dc-c5r305-acc-2 | c5r305 | 21 | Eth2/4/3 | z1015 u1 p17 | c5r108 u47 p17 | am3-dc-c5r108-agg-2 | c5r108 | 8 | Eth1/39 | QSFP-SR4/SFP-10G-SR
|  |  |  | Fiber | MMF (MPO-4LC) |  | am3-dc-c5r305-acc-2 | c5r305 | 21 | Eth2/4/4 | z1015 u1 p18 | c5r108 u47 p18 | am3-dc-c5r108-agg-2 | c5r108 | 8 | Eth1/40 | QSFP-SR4/SFP-10G-SR
production-acc-c5r307 - Zone4 Guest 2
|  |  |  | Copper | QSFP |  | am3-dc-c5r307-acc-1 | c5r307 | 22 | Eth2/1 | homerun | homerun | am3-dc-c5r307-acc-1 | c5r307 | 21 | Eth2/1 | QSFP-DAC | VPC Peer-link
|  |  |  | Copper | QSFP |  | am3-dc-c5r307-acc-1 | c5r307 | 22 | Eth2/2 | homerun | homerun | am3-dc-c5r307-acc-1 | c5r307 | 21 | Eth2/2 | QSFP-DAC | VPC Peer-link
|  |  |  | Copper | MMF (LC-LC) |  | am3-dc-c5r307-acc-1 | c5r307 | 22 | Eth1/47 | homerun | homerun | am3-dc-c5r307-acc-1 | c5r307 | 21 | Eth1/47 | SFP-10G-SR | VPC Keepalive
|  |  |  | Copper | MMF (LC-LC) |  | am3-dc-c5r307-acc-1 | c5r307 | 22 | Eth1/48 | homerun | homerun | am3-dc-c5r307-acc-1 | c5r307 | 21 | Eth1/48 | SFP-10G-SR | VPC Keepalive
|  |  |  | Fiber | MMF (MPO-4LC) |  | am3-dc-c5r307-acc-1 | c5r307 | 22 | Eth2/3/1 | z307 u1 p3 | c5r108 u48 p3 | am3-dc-c5r108-agg-1 | c5r108 | 6 | Eth1/41 | QSFP-SR4/SFP-10G-SR
|  |  |  | Fiber | MMF (MPO-4LC) |  | am3-dc-c5r307-acc-1 | c5r307 | 22 | Eth2/3/2 | z307 u1 p4 | c5r108 u48 p4 | am3-dc-c5r108-agg-1 | c5r108 | 6 | Eth1/42 | QSFP-SR4/SFP-10G-SR
|  |  |  | Fiber | MMF (MPO-4LC) |  | am3-dc-c5r307-acc-1 | c5r307 | 22 | Eth2/3/3 | z307 u1 p5 | c5r108 u48 p5 | am3-dc-c5r108-agg-1 | c5r108 | 6 | Eth1/43 | QSFP-SR4/SFP-10G-SR
|  |  |  | Fiber | MMF (MPO-4LC) |  | am3-dc-c5r307-acc-1 | c5r307 | 22 | Eth2/3/4 | z307 u1 p6 | c5r108 u48 p6 | am3-dc-c5r108-agg-1 | c5r108 | 6 | Eth1/44 | QSFP-SR4/SFP-10G-SR
|  |  |  | Fiber | MMF (MPO-4LC) |  | am3-dc-c5r307-acc-1 | c5r307 | 22 | Eth2/4/1 | z307 u1 p7 | c5r108 u48 p7 | am3-dc-c5r108-agg-2 | c5r108 | 8 | Eth1/41 | QSFP-SR4/SFP-10G-SR
|  |  |  | Fiber | MMF (MPO-4LC) |  | am3-dc-c5r307-acc-1 | c5r307 | 22 | Eth2/4/2 | z307 u1 p8 | c5r108 u48 p8 | am3-dc-c5r108-agg-2 | c5r108 | 8 | Eth1/42 | QSFP-SR4/SFP-10G-SR
|  |  |  | Fiber | MMF (MPO-4LC) |  | am3-dc-c5r307-acc-1 | c5r307 | 22 | Eth2/4/3 | z307 u1 p9 | c5r108 u48 p9 | am3-dc-c5r108-agg-2 | c5r108 | 8 | Eth1/43 | QSFP-SR4/SFP-10G-SR
|  |  |  | Fiber | MMF (MPO-4LC) |  | am3-dc-c5r307-acc-1 | c5r307 | 22 | Eth2/4/4 | z307 u1 p10 | c5r108 u48 p10 | am3-dc-c5r108-agg-2 | c5r108 | 8 | Eth1/44 | QSFP-SR4/SFP-10G-SR
|  |  |  | Fiber | MMF (MPO-4LC) |  | am3-dc-c5r307-acc-2 | c5r307 | 21 | Eth2/3/1 | z307 u1 p11 | c5r108 u48 p11 | am3-dc-c5r108-agg-1 | c5r108 | 6 | Eth1/45 | QSFP-SR4/SFP-10G-SR
|  |  |  | Fiber | MMF (MPO-4LC) |  | am3-dc-c5r307-acc-2 | c5r307 | 21 | Eth2/3/2 | z307 u1 p12 | c5r108 u48 p12 | am3-dc-c5r108-agg-1 | c5r108 | 6 | Eth1/46 | QSFP-SR4/SFP-10G-SR
|  |  |  | Fiber | MMF (MPO-4LC) |  | am3-dc-c5r307-acc-2 | c5r307 | 21 | Eth2/3/3 | z307 u1 p13 | c5r108 u48 p13 | am3-dc-c5r108-agg-1 | c5r108 | 6 | Eth1/47 | QSFP-SR4/SFP-10G-SR
|  |  |  | Fiber | MMF (MPO-4LC) |  | am3-dc-c5r307-acc-2 | c5r307 | 21 | Eth2/3/4 | z307 u1 p14 | c5r108 u48 p14 | am3-dc-c5r108-agg-1 | c5r108 | 6 | Eth1/48 | QSFP-SR4/SFP-10G-SR
|  |  |  | Fiber | MMF (MPO-4LC) |  | am3-dc-c5r307-acc-2 | c5r307 | 21 | Eth2/4/1 | z307 u1 p15 | c5r108 u48 p15 | am3-dc-c5r108-agg-2 | c5r108 | 8 | Eth1/45 | QSFP-SR4/SFP-10G-SR
|  |  |  | Fiber | MMF (MPO-4LC) |  | am3-dc-c5r307-acc-2 | c5r307 | 21 | Eth2/4/2 | z307 u1 p16 | c5r108 u48 p16 | am3-dc-c5r108-agg-2 | c5r108 | 8 | Eth1/46 | QSFP-SR4/SFP-10G-SR
|  |  |  | Fiber | MMF (MPO-4LC) |  | am3-dc-c5r307-acc-2 | c5r307 | 21 | Eth2/4/3 | z307 u1 p17 | c5r108 u48 p17 | am3-dc-c5r108-agg-2 | c5r108 | 8 | Eth1/47 | QSFP-SR4/SFP-10G-SR
|  |  |  | Fiber | MMF (MPO-4LC) |  | am3-dc-c5r307-acc-2 | c5r307 | 21 | Eth2/4/4 | z307 u1 p18 | c5r108 u48 p18 | am3-dc-c5r108-agg-2 | c5r108 | 8 | Eth1/48 | QSFP-SR4/SFP-10G-SR
production-acc-c5r309 - Zone3 and 4 admin cluster
|  |  |  | Copper | QSFP |  | am3-dc-c5r309-acc-1 | c5r309 | 22 | Eth2/1 | homerun | homerun | am3-dc-c5r309-acc-2 | c4r1008 | 21 | Eth2/1 | QSFP-DAC | VPC Peer-link
|  |  |  | Copper | QSFP |  | am3-dc-c5r309-acc-1 | c5r309 | 22 | Eth2/2 | homerun | homerun | am3-dc-c5r309-acc-2 | c4r1008 | 21 | Eth2/2 | QSFP-DAC | VPC Peer-link
|  |  |  | Copper | MMF (LC-LC) |  | am3-dc-c5r309-acc-1 | c5r309 | 22 | Eth1/47 | homerun | homerun | am3-dc-c5r309-acc-2 | c4r1008 | 21 | Eth1/47 | SFP-10G-SR | VPC Keepalive
|  |  |  | Copper | MMF (LC-LC) |  | am3-dc-c5r309-acc-1 | c5r309 | 22 | Eth1/48 | homerun | homerun | am3-dc-c5r309-acc-2 | c4r1008 | 21 | Eth1/48 | SFP-10G-SR | VPC Keepalive
|  |  |  | Fiber | MMF (MPO-4LC) |  | am3-dc-c5r309-acc-1 | c5r309 | 22 | Eth2/3/1 | z309 u1 p3 | c5r108 u46 p3 | am3-dc-c5r108-agg-1 | c5r108 | 6 | Eth1/25 | QSFP-SR4/SFP-10G-SR
|  |  |  | Fiber | MMF (MPO-4LC) |  | am3-dc-c5r309-acc-1 | c5r309 | 22 | Eth2/3/2 | z309 u1 p4 | c5r108 u46 p4 | am3-dc-c5r108-agg-1 | c5r108 | 6 | Eth1/26 | QSFP-SR4/SFP-10G-SR
|  |  |  | Fiber | MMF (MPO-4LC) |  | am3-dc-c5r309-acc-1 | c5r309 | 22 | Eth2/3/3 | z309 u1 p5 | c5r108 u46 p5 | am3-dc-c5r108-agg-1 | c5r108 | 6 | Eth1/27 | QSFP-SR4/SFP-10G-SR
|  |  |  | Fiber | MMF (MPO-4LC) |  | am3-dc-c5r309-acc-1 | c5r309 | 22 | Eth2/3/4 | z309 u1 p6 | c5r108 u46 p6 | am3-dc-c5r108-agg-1 | c5r108 | 6 | Eth1/28 | QSFP-SR4/SFP-10G-SR
|  |  |  | Fiber | MMF (MPO-4LC) |  | am3-dc-c5r309-acc-1 | c5r309 | 22 | Eth2/4/1 | z309 u1 p7 | c5r108 u46 p7 | am3-dc-c5r108-agg-2 | c5r108 | 8 | Eth1/25 | QSFP-SR4/SFP-10G-SR
|  |  |  | Fiber | MMF (MPO-4LC) |  | am3-dc-c5r309-acc-1 | c5r309 | 22 | Eth2/4/2 | z309 u1 p8 | c5r108 u46 p8 | am3-dc-c5r108-agg-2 | c5r108 | 8 | Eth1/26 | QSFP-SR4/SFP-10G-SR
|  |  |  | Fiber | MMF (MPO-4LC) |  | am3-dc-c5r309-acc-1 | c5r309 | 22 | Eth2/4/3 | z309 u1 p9 | c5r108 u46 p9 | am3-dc-c5r108-agg-2 | c5r108 | 8 | Eth1/27 | QSFP-SR4/SFP-10G-SR
|  |  |  | Fiber | MMF (MPO-4LC) |  | am3-dc-c5r309-acc-1 | c5r309 | 22 | Eth2/4/4 | z309 u1 p10 | c5r108 u46 p10 | am3-dc-c5r108-agg-2 | c5r108 | 8 | Eth1/28 | QSFP-SR4/SFP-10G-SR
|  |  |  | Fiber | MMF (MPO-4LC) |  | am3-dc-c5r309-acc-2 | c5r309 | 21 | Eth2/3/1 | z309 u1 p11 | c5r108 u46 p11 | am3-dc-c5r108-agg-1 | c5r108 | 6 | Eth1/29 | QSFP-SR4/SFP-10G-SR
|  |  |  | Fiber | MMF (MPO-4LC) |  | am3-dc-c5r309-acc-2 | c5r309 | 21 | Eth2/3/2 | z309 u1 p12 | c5r108 u46 p12 | am3-dc-c5r108-agg-1 | c5r108 | 6 | Eth1/30 | QSFP-SR4/SFP-10G-SR
|  |  |  | Fiber | MMF (MPO-4LC) |  | am3-dc-c5r309-acc-2 | c5r309 | 21 | Eth2/3/3 | z309 u1 p13 | c5r108 u46 p13 | am3-dc-c5r108-agg-1 | c5r108 | 6 | Eth1/31 | QSFP-SR4/SFP-10G-SR
|  |  |  | Fiber | MMF (MPO-4LC) |  | am3-dc-c5r309-acc-2 | c5r309 | 21 | Eth2/3/4 | z309 u1 p14 | c5r108 u46 p14 | am3-dc-c5r108-agg-1 | c5r108 | 6 | Eth1/32 | QSFP-SR4/SFP-10G-SR
|  |  |  | Fiber | MMF (MPO-4LC) |  | am3-dc-c5r309-acc-2 | c5r309 | 21 | Eth2/4/1 | z309 u1 p15 | c5r108 u46 p15 | am3-dc-c5r108-agg-2 | c5r108 | 8 | Eth1/29 | QSFP-SR4/SFP-10G-SR
|  |  |  | Fiber | MMF (MPO-4LC) |  | am3-dc-c5r309-acc-2 | c5r309 | 21 | Eth2/4/2 | z309 u1 p16 | c5r108 u46 p16 | am3-dc-c5r108-agg-2 | c5r108 | 8 | Eth1/30 | QSFP-SR4/SFP-10G-SR
|  |  |  | Fiber | MMF (MPO-4LC) |  | am3-dc-c5r309-acc-2 | c5r309 | 21 | Eth2/4/3 | z309 u1 p17 | c5r108 u46 p17 | am3-dc-c5r108-agg-2 | c5r108 | 8 | Eth1/31 | QSFP-SR4/SFP-10G-SR
|  |  |  | Fiber | MMF (MPO-4LC) |  | am3-dc-c5r309-acc-2 | c5r309 | 21 | Eth2/4/4 | z309 u1 p18 | c5r108 u46 p18 | am3-dc-c5r108-agg-2 | c5r108 | 8 | Eth1/32 | QSFP-SR4/SFP-10G-SR
production-acc-c5r311 - Zone3 Guest 1
|  |  |  | QSFP | QSFP |  | am3-dc-c5r311-acc-1 | c5r311 | 22 | Eth2/1 | homerun | homerun | am3-dc-c5r311-acc-2 | c5r311 | 21 | Eth2/1 | QSFP-DAC | VPC Peer-link
|  |  |  | QSFP | QSFP |  | am3-dc-c5r311-acc-1 | c5r311 | 22 | Eth2/2 | homerun | homerun | am3-dc-c5r311-acc-2 | c5r311 | 21 | Eth2/2 | QSFP-DAC | VPC Peer-link
|  |  |  | MMF (LC-LC) | MMF (LC-LC) |  | am3-dc-c5r311-acc-1 | c5r311 | 22 | Eth1/47 | homerun | homerun | am3-dc-c5r311-acc-2 | c5r311 | 21 | Eth1/47 | SFP-10G-SR | VPC Keepalive
|  |  |  | MMF (LC-LC) | MMF (LC-LC) |  | am3-dc-c5r311-acc-1 | c5r311 | 22 | Eth1/48 | homerun | homerun | am3-dc-c5r311-acc-2 | c5r311 | 21 | Eth1/48 | SFP-10G-SR | VPC Keepalive
|  |  |  | MMF (MPO-4LC) | MMF (MPO-4LC) |  | am3-dc-c5r311-acc-1 | c5r311 | 22 | Eth2/3/1 | z311 u1 p3 | c5r108 u45 p3 | am3-dc-c5r108-agg-1 | c5r108 | 6 | Eth1/9 | QSFP-SR4/SFP-10G-SR
|  |  |  | MMF (MPO-4LC) | MMF (MPO-4LC) |  | am3-dc-c5r311-acc-1 | c5r311 | 22 | Eth2/3/2 | z311 u1 p4 | c5r108 u45 p4 | am3-dc-c5r108-agg-1 | c5r108 | 6 | Eth1/10 | QSFP-SR4/SFP-10G-SR
|  |  |  | MMF (MPO-4LC) | MMF (MPO-4LC) |  | am3-dc-c5r311-acc-1 | c5r311 | 22 | Eth2/3/3 | z311 u1 p5 | c5r108 u45 p5 | am3-dc-c5r108-agg-1 | c5r108 | 6 | Eth1/11 | QSFP-SR4/SFP-10G-SR
|  |  |  | MMF (MPO-4LC) | MMF (MPO-4LC) |  | am3-dc-c5r311-acc-1 | c5r311 | 22 | Eth2/3/4 | z311 u1 p6 | c5r108 u45 p6 | am3-dc-c5r108-agg-1 | c5r108 | 6 | Eth1/12 | QSFP-SR4/SFP-10G-SR
|  |  |  | MMF (MPO-4LC) | MMF (MPO-4LC) |  | am3-dc-c5r311-acc-1 | c5r311 | 22 | Eth2/4/1 | z311 u1 p7 | c5r108 u45 p7 | am3-dc-c5r108-agg-2 | c5r108 | 8 | Eth1/9 | QSFP-SR4/SFP-10G-SR
|  |  |  | MMF (MPO-4LC) | MMF (MPO-4LC) |  | am3-dc-c5r311-acc-1 | c5r311 | 22 | Eth2/4/2 | z311 u1 p8 | c5r108 u45 p8 | am3-dc-c5r108-agg-2 | c5r108 | 8 | Eth1/10 | QSFP-SR4/SFP-10G-SR
|  |  |  | MMF (MPO-4LC) | MMF (MPO-4LC) |  | am3-dc-c5r311-acc-1 | c5r311 | 22 | Eth2/4/3 | z311 u1 p9 | c5r108 u45 p9 | am3-dc-c5r108-agg-2 | c5r108 | 8 | Eth1/11 | QSFP-SR4/SFP-10G-SR
|  |  |  | MMF (MPO-4LC) | MMF (MPO-4LC) |  | am3-dc-c5r311-acc-1 | c5r311 | 22 | Eth2/4/4 | z311 u1 p10 | c5r108 u45 p10 | am3-dc-c5r108-agg-2 | c5r108 | 8 | Eth1/12 | QSFP-SR4/SFP-10G-SR
|  |  |  | MMF (MPO-4LC) | MMF (MPO-4LC) |  | am3-dc-c5r311-acc-2 | c5r311 | 21 | Eth2/3/1 | z311 u1 p11 | c5r108 u45 p11 | am3-dc-c5r108-agg-1 | c5r108 | 6 | Eth1/13 | QSFP-SR4/SFP-10G-SR
|  |  |  | MMF (MPO-4LC) | MMF (MPO-4LC) |  | am3-dc-c5r311-acc-2 | c5r311 | 21 | Eth2/3/2 | z311 u1 p12 | c5r108 u45 p12 | am3-dc-c5r108-agg-1 | c5r108 | 6 | Eth1/14 | QSFP-SR4/SFP-10G-SR
|  |  |  | MMF (MPO-4LC) | MMF (MPO-4LC) |  | am3-dc-c5r311-acc-2 | c5r311 | 21 | Eth2/3/3 | z311 u1 p13 | c5r108 u45 p13 | am3-dc-c5r108-agg-1 | c5r108 | 6 | Eth1/15 | QSFP-SR4/SFP-10G-SR
|  |  |  | MMF (MPO-4LC) | MMF (MPO-4LC) |  | am3-dc-c5r311-acc-2 | c5r311 | 21 | Eth2/3/4 | z311 u1 p14 | c5r108 u45 p14 | am3-dc-c5r108-agg-1 | c5r108 | 6 | Eth1/16 | QSFP-SR4/SFP-10G-SR
|  |  |  | MMF (MPO-4LC) | MMF (MPO-4LC) |  | am3-dc-c5r311-acc-2 | c5r311 | 21 | Eth2/4/1 | z311 u1 p15 | c5r108 u45 p15 | am3-dc-c5r108-agg-2 | c5r108 | 8 | Eth1/13 | QSFP-SR4/SFP-10G-SR
|  |  |  | MMF (MPO-4LC) | MMF (MPO-4LC) |  | am3-dc-c5r311-acc-2 | c5r311 | 21 | Eth2/4/2 | z311 u1 p16 | c5r108 u45 p16 | am3-dc-c5r108-agg-2 | c5r108 | 8 | Eth1/14 | QSFP-SR4/SFP-10G-SR
|  |  |  | MMF (MPO-4LC) | MMF (MPO-4LC) |  | am3-dc-c5r311-acc-2 | c5r311 | 21 | Eth2/4/3 | z311 u1 p17 | c5r108 u45 p17 | am3-dc-c5r108-agg-2 | c5r108 | 8 | Eth1/15 | QSFP-SR4/SFP-10G-SR
|  |  |  | MMF (MPO-4LC) | MMF (MPO-4LC) |  | am3-dc-c5r311-acc-2 | c5r311 | 21 | Eth2/4/4 | z311 u1 p18 | c5r108 u45 p18 | am3-dc-c5r108-agg-2 | c5r108 | 8 | Eth1/16 | QSFP-SR4/SFP-10G-SR
production-acc-c5r312 - Zone1 and 2 admin cluster
|  |  |  | Copper | QSFP |  | am3-dc-c5r312-acc-1 | c5r312 | 22 | Eth2/1 | homerun | homerun | am3-dc-c5r312-acc-2 | c5r312 | 21 | Eth2/1 | QSFP-DAC | VPC Peer-link
|  |  |  | Copper | QSFP |  | am3-dc-c5r312-acc-1 | c5r312 | 22 | Eth2/2 | homerun | homerun | am3-dc-c5r312-acc-2 | c5r312 | 21 | Eth2/2 | QSFP-DAC | VPC Peer-link
|  |  |  | Copper | MMF (LC-LC) |  | am3-dc-c5r312-acc-1 | c5r312 | 22 | Eth1/47 | homerun | homerun | am3-dc-c5r312-acc-2 | c5r312 | 21 | Eth1/47 | SFP-10G-SR | VPC Keepalive
|  |  |  | Copper | MMF (LC-LC) |  | am3-dc-c5r312-acc-1 | c5r312 | 22 | Eth1/48 | homerun | homerun | am3-dc-c5r312-acc-2 | c5r312 | 21 | Eth1/48 | SFP-10G-SR | VPC Keepalive
|  |  |  | Fiber | MMF (MPO-4LC) |  | am3-dc-c5r312-acc-1 | c5r312 | 22 | Eth2/3/1 | z312 u1 p3 | c5r107 u46 p3 | am3-dc-c5r107-agg-1 | c5r107 | 6 | Eth1/25 | QSFP-SR4/SFP-10G-SR
|  |  |  | Fiber | MMF (MPO-4LC) |  | am3-dc-c5r312-acc-1 | c5r312 | 22 | Eth2/3/2 | z312 u1 p4 | c5r107 u46 p4 | am3-dc-c5r107-agg-1 | c5r107 | 6 | Eth1/26 | QSFP-SR4/SFP-10G-SR
|  |  |  | Fiber | MMF (MPO-4LC) |  | am3-dc-c5r312-acc-1 | c5r312 | 22 | Eth2/3/3 | z312 u1 p5 | c5r107 u46 p5 | am3-dc-c5r107-agg-1 | c5r107 | 6 | Eth1/27 | QSFP-SR4/SFP-10G-SR
|  |  |  | Fiber | MMF (MPO-4LC) |  | am3-dc-c5r312-acc-1 | c5r312 | 22 | Eth2/3/4 | z312 u1 p6 | c5r107 u46 p6 | am3-dc-c5r107-agg-1 | c5r107 | 6 | Eth1/28 | QSFP-SR4/SFP-10G-SR
|  |  |  | Fiber | MMF (MPO-4LC) |  | am3-dc-c5r312-acc-1 | c5r312 | 22 | Eth2/4/1 | z312 u1 p7 | c5r107 u46 p7 | am3-dc-c5r107-agg-2 | c5r107 | 8 | Eth1/25 | QSFP-SR4/SFP-10G-SR
|  |  |  | Fiber | MMF (MPO-4LC) |  | am3-dc-c5r312-acc-1 | c5r312 | 22 | Eth2/4/2 | z312 u1 p8 | c5r107 u46 p8 | am3-dc-c5r107-agg-2 | c5r107 | 8 | Eth1/26 | QSFP-SR4/SFP-10G-SR
|  |  |  | Fiber | MMF (MPO-4LC) |  | am3-dc-c5r312-acc-1 | c5r312 | 22 | Eth2/4/3 | z312 u1 p9 | c5r107 u46 p9 | am3-dc-c5r107-agg-2 | c5r107 | 8 | Eth1/27 | QSFP-SR4/SFP-10G-SR
|  |  |  | Fiber | MMF (MPO-4LC) |  | am3-dc-c5r312-acc-1 | c5r312 | 22 | Eth2/4/4 | z312 u1 p10 | c5r107 u46 p10 | am3-dc-c5r107-agg-2 | c5r107 | 8 | Eth1/28 | QSFP-SR4/SFP-10G-SR
|  |  |  | Fiber | MMF (MPO-4LC) |  | am3-dc-c5r312-acc-2 | c5r312 | 21 | Eth2/3/1 | z312 u1 p11 | c5r107 u46 p11 | am3-dc-c5r107-agg-1 | c5r107 | 6 | Eth1/29 | QSFP-SR4/SFP-10G-SR
|  |  |  | Fiber | MMF (MPO-4LC) |  | am3-dc-c5r312-acc-2 | c5r312 | 21 | Eth2/3/2 | z312 u1 p12 | c5r107 u46 p12 | am3-dc-c5r107-agg-1 | c5r107 | 6 | Eth1/30 | QSFP-SR4/SFP-10G-SR
|  |  |  | Fiber | MMF (MPO-4LC) |  | am3-dc-c5r312-acc-2 | c5r312 | 21 | Eth2/3/3 | z312 u1 p13 | c5r107 u46 p13 | am3-dc-c5r107-agg-1 | c5r107 | 6 | Eth1/31 | QSFP-SR4/SFP-10G-SR
|  |  |  | Fiber | MMF (MPO-4LC) |  | am3-dc-c5r312-acc-2 | c5r312 | 21 | Eth2/3/4 | z312 u1 p14 | c5r107 u46 p14 | am3-dc-c5r107-agg-1 | c5r107 | 6 | Eth1/32 | QSFP-SR4/SFP-10G-SR
|  |  |  | Fiber | MMF (MPO-4LC) |  | am3-dc-c5r312-acc-2 | c5r312 | 21 | Eth2/4/1 | z312 u1 p15 | c5r107 u46 p15 | am3-dc-c5r107-agg-2 | c5r107 | 8 | Eth1/29 | QSFP-SR4/SFP-10G-SR
|  |  |  | Fiber | MMF (MPO-4LC) |  | am3-dc-c5r312-acc-2 | c5r312 | 21 | Eth2/4/2 | z312 u1 p16 | c5r107 u46 p16 | am3-dc-c5r107-agg-2 | c5r107 | 8 | Eth1/30 | QSFP-SR4/SFP-10G-SR
|  |  |  | Fiber | MMF (MPO-4LC) |  | am3-dc-c5r312-acc-2 | c5r312 | 21 | Eth2/4/3 | z312 u1 p17 | c5r107 u46 p17 | am3-dc-c5r107-agg-2 | c5r107 | 8 | Eth1/31 | QSFP-SR4/SFP-10G-SR
|  |  |  | Fiber | MMF (MPO-4LC) |  | am3-dc-c5r312-acc-2 | c5r312 | 21 | Eth2/4/4 | z312 u1 p18 | c5r107 u46 p18 | am3-dc-c5r107-agg-2 | c5r107 | 8 | Eth1/32 | QSFP-SR4/SFP-10G-SR
VLAN INFO
|  |  |  | INTERFACE CATAGORY | VLAN | SECURITY VRF | FW ZONE | Subnet Details | Notes
|  |  |  | infrastructure | 3633 |  |  | 10.24.48.128/29 | NANR-OPC-PaaS-Storage-Mgmt-am3-dc-fw-1-reth2.3633-to-am3-opc-c5r107-acc-1-2-link-PDIT
[5 empty] | 3633 |  |  | 10.24.48.136/29 | NANR-OPC-PaaS-Storage-Mgmt-am3-dc-fw-1-reth3.3633-to-am3-opc-c5r108-acc-1-2-link-PDIT
[5 empty] | 3633 |  |  | 10.24.48.144/29 | NANR-OPC-PaaS-Storage-Mgmt-am3-dc-fw-1-reth1.3633-to-am3-opc-dist-7-8-link-PDI
[5 empty] | 3617 |  |  | 10.24.48.152/29 | NANR-OPC-PaaS-Dedicated-Compute-Services-am3-dc-fw-1-reth1.3617-to-am3-opc-dist-7-8
[5 empty] | 34 |  |  | 140.86.28.208/29
|  |  |  | nl1-amsterdam-colo-opc-nat1 |  |  |  | 140.86.29.0/24
|  |  |  | nl1-amsterdam-colo-opc-nat2 |  |  |  | 140.86.30.0/24
|  |  |  | nl1-amsterdam-colo-opc-nat3 |  |  |  | 140.86.31.0/24
|  |  |  | nl1-amsterdam-colo-opc-nat4 |  |  |  | 140.86.56.0/24

## c5r207-Compute (Guest1) -Zone1
|  |  |  | Media | Cable OR Optic Type | VLAN | Server Interface | Switch | Switch Interface | Media | Cable OR Optic Type | VLAN | Server Interface | Switch | Switch Interface | Media | Cable OR Optic Type | VLAN | Server Interface | Switch | Switch Interface
z207
RU | F/R | Overhead Patch Panels
U4
U3
U2
U1 | R | 24p LC Fibre - r107 u48 | 8p Copper - r107 u48
C5R207 - PaaS - x6 Compute
Serial #
RU | F/R | DEVICE | HOSTNAME
42 |  | Sun X5-2 PAAS Standard | nlclc5r207ru42-ilom | Copper | Cat6 | 617 | Net1 | am3-dc-c5r207-acc-1 | eth1/36 | Copper | Cat6 | 617 | Net2 | am3-dc-c5r207-acc-2 | eth1/36 | Copper | Cat6 | 20 | Net-Mgmt | am3-oob-c5r107-agg-1-101d | eth101/1/36
41 |  | Sun X5-2 PAAS Standard | nlclc5r207ru41-ilom | Copper | Cat6 | 617 | Net1 | am3-dc-c5r207-acc-1 | eth1/35 | Copper | Cat6 | 617 | Net2 | am3-dc-c5r207-acc-2 | eth1/35 | Copper | Cat6 | 20 | Net-Mgmt | am3-oob-c5r107-agg-1-101d | eth101/1/35
40 |  | Sun X5-2 PAAS Standard | nlclc5r207ru40-ilom | Copper | Cat6 | 617 | Net1 | am3-dc-c5r207-acc-1 | eth1/34 | Copper | Cat6 | 617 | Net2 | am3-dc-c5r207-acc-2 | eth1/34 | Copper | Cat6 | 20 | Net-Mgmt | am3-oob-c5r107-agg-1-101d | eth101/1/34
39 |  | Sun X5-2 PAAS Standard | nlclc5r207ru39-ilom | Copper | Cat6 | 617 | Net1 | am3-dc-c5r207-acc-1 | eth1/33 | Copper | Cat6 | 617 | Net2 | am3-dc-c5r207-acc-2 | eth1/33 | Copper | Cat6 | 20 | Net-Mgmt | am3-oob-c5r107-agg-1-101d | eth101/1/33
38 |  | Sun X5-2 PAAS Standard | nlclc5r207ru38-ilom | Copper | Cat6 | 617 | Net1 | am3-dc-c5r207-acc-1 | eth1/32 | Copper | Cat6 | 617 | Net2 | am3-dc-c5r207-acc-2 | eth1/32 | Copper | Cat6 | 20 | Net-Mgmt | am3-oob-c5r107-agg-1-101d | eth101/1/32
37 |  | Sun X5-2 PAAS Standard | nlclc5r207ru37-ilom | Copper | Cat6 | 617 | Net1 | am3-dc-c5r207-acc-1 | eth1/31 | Copper | Cat6 | 617 | Net2 | am3-dc-c5r207-acc-2 | eth1/31 | Copper | Cat6 | 20 | Net-Mgmt | am3-oob-c5r107-agg-1-101d | eth101/1/31
36 |  | Sun X5-2 PAAS Standard | nlclc5r207ru36-ilom | Copper | Cat6 | 617 | Net1 | am3-dc-c5r207-acc-1 | eth1/30 | Copper | Cat6 | 617 | Net2 | am3-dc-c5r207-acc-2 | eth1/30 | Copper | Cat6 | 20 | Net-Mgmt | am3-oob-c5r107-agg-1-101d | eth101/1/30
35 |  | Sun X5-2 PAAS Standard | nlclc5r207ru35-ilom | Copper | Cat6 | 617 | Net1 | am3-dc-c5r207-acc-1 | eth1/29 | Copper | Cat6 | 617 | Net2 | am3-dc-c5r207-acc-2 | eth1/29 | Copper | Cat6 | 20 | Net-Mgmt | am3-oob-c5r107-agg-1-101d | eth101/1/29
34 |  | Sun X5-2 PAAS Standard | nlclc5r207ru34-ilom | Copper | Cat6 | 617 | Net1 | am3-dc-c5r207-acc-1 | eth1/28 | Copper | Cat6 | 617 | Net2 | am3-dc-c5r207-acc-2 | eth1/28 | Copper | Cat6 | 20 | Net-Mgmt | am3-oob-c5r107-agg-1-101d | eth101/1/28
33 |  | Sun X5-2 PAAS Standard | nlclc5r207ru33-ilom | Copper | Cat6 | 617 | Net1 | am3-dc-c5r207-acc-1 | eth1/27 | Copper | Cat6 | 617 | Net2 | am3-dc-c5r207-acc-2 | eth1/27 | Copper | Cat6 | 20 | Net-Mgmt | am3-oob-c5r107-agg-1-101d | eth101/1/27
32 |  | Sun X5-2 PAAS Standard | nlclc5r207ru32-ilom | Copper | Cat6 | 617 | Net1 | am3-dc-c5r207-acc-1 | eth1/26 | Copper | Cat6 | 617 | Net2 | am3-dc-c5r207-acc-2 | eth1/26 | Copper | Cat6 | 20 | Net-Mgmt | am3-oob-c5r107-agg-1-101d | eth101/1/26
31 |  | Sun X5-2 PAAS Standard | nlclc5r207ru31-ilom | Copper | Cat6 | 617 | Net1 | am3-dc-c5r207-acc-1 | eth1/25 | Copper | Cat6 | 617 | Net2 | am3-dc-c5r207-acc-2 | eth1/25 | Copper | Cat6 | 20 | Net-Mgmt | am3-oob-c5r107-agg-1-101d | eth101/1/25
30 |  | Sun X5-2 PAAS Standard | nlclc5r207ru30-ilom | Copper | Cat6 | 617 | Net1 | am3-dc-c5r207-acc-1 | eth1/24 | Copper | Cat6 | 617 | Net2 | am3-dc-c5r207-acc-2 | eth1/24 | Copper | Cat6 | 20 | Net-Mgmt | am3-oob-c5r107-agg-1-101d | eth101/1/24
29 |  | Sun X5-2 PAAS Standard | nlclc5r207ru29-ilom | Copper | Cat6 | 617 | Net1 | am3-dc-c5r207-acc-1 | eth1/23 | Copper | Cat6 | 617 | Net2 | am3-dc-c5r207-acc-2 | eth1/23 | Copper | Cat6 | 20 | Net-Mgmt | am3-oob-c5r107-agg-1-101d | eth101/1/23
28 |  | Sun X5-2 PAAS Standard | nlclc5r207ru28-ilom | Copper | Cat6 | 617 | Net1 | am3-dc-c5r207-acc-1 | eth1/22 | Copper | Cat6 | 617 | Net2 | am3-dc-c5r207-acc-2 | eth1/22 | Copper | Cat6 | 20 | Net-Mgmt | am3-oob-c5r107-agg-1-101d | eth101/1/22
27 |  | Sun X5-2 PAAS Standard | nlclc5r207ru27-ilom | Copper | Cat6 | 617 | Net1 | am3-dc-c5r207-acc-1 | eth1/21 | Copper | Cat6 | 617 | Net2 | am3-dc-c5r207-acc-2 | eth1/21 | Copper | Cat6 | 20 | Net-Mgmt | am3-oob-c5r107-agg-1-101d | eth101/1/21
26 |  | Sun X5-2 PAAS Standard | nlclc5r207ru26-ilom | Copper | Cat6 | 617 | Net1 | am3-dc-c5r207-acc-1 | eth1/20 | Copper | Cat6 | 617 | Net2 | am3-dc-c5r207-acc-2 | eth1/20 | Copper | Cat6 | 20 | Net-Mgmt | am3-oob-c5r107-agg-1-101d | eth101/1/20
25 |  | Sun X5-2 PAAS Standard | nlclc5r207ru25-ilom | Copper | Cat6 | 617 | Net1 | am3-dc-c5r207-acc-1 | eth1/19 | Copper | Cat6 | 617 | Net2 | am3-dc-c5r207-acc-2 | eth1/19 | Copper | Cat6 | 20 | Net-Mgmt | am3-oob-c5r107-agg-1-101d | eth101/1/19
24 | R | Cisco 2248TM-E | am3-oob-c5r107-agg-1-101d
23 | R | Cable Manager (TBD)
22 | R | Cisco 6001T | am3-dc-c5r207-acc-1
21 | R | Cisco 6001T | am3-dc-c5r207-acc-2
20 | R | Cable Manager (TBD)
19 | F | Sun X5-2 PAAS Standard | nlclc5r207ru19-ilom | Copper | Cat6 | 617 | Net1 | am3-dc-c5r207-acc-1 | eth1/18 | Copper | Cat6 | 617 | Net2 | am3-dc-c5r207-acc-2 | eth1/18 | Copper | Cat6 | 20 | Net-Mgmt | am3-oob-c5r107-agg-1-101d | eth101/1/18
18 | F | Sun X5-2 PAAS Standard | nlclc5r207ru18-ilom | Copper | Cat6 | 617 | Net1 | am3-dc-c5r207-acc-1 | eth1/17 | Copper | Cat6 | 617 | Net2 | am3-dc-c5r207-acc-2 | eth1/17 | Copper | Cat6 | 20 | Net-Mgmt | am3-oob-c5r107-agg-1-101d | eth101/1/17
17 | F | Sun X5-2 PAAS Standard | nlclc5r207ru17-ilom | Copper | Cat6 | 617 | Net1 | am3-dc-c5r207-acc-1 | eth1/16 | Copper | Cat6 | 617 | Net2 | am3-dc-c5r207-acc-2 | eth1/16 | Copper | Cat6 | 20 | Net-Mgmt | am3-oob-c5r107-agg-1-101d | eth101/1/16
16 | F | Sun X5-2 PAAS Standard | nlclc5r207ru16-ilom | Copper | Cat6 | 617 | Net1 | am3-dc-c5r207-acc-1 | eth1/15 | Copper | Cat6 | 617 | Net2 | am3-dc-c5r207-acc-2 | eth1/15 | Copper | Cat6 | 20 | Net-Mgmt | am3-oob-c5r107-agg-1-101d | eth101/1/15
15 | F | Sun X5-2 PAAS Standard | nlclc5r207ru15-ilom | Copper | Cat6 | 617 | Net1 | am3-dc-c5r207-acc-1 | eth1/14 | Copper | Cat6 | 617 | Net2 | am3-dc-c5r207-acc-2 | eth1/14 | Copper | Cat6 | 20 | Net-Mgmt | am3-oob-c5r107-agg-1-101d | eth101/1/14
14 | F | Sun X5-2 PAAS Standard | nlclc5r207ru14-ilom | Copper | Cat6 | 617 | Net1 | am3-dc-c5r207-acc-1 | eth1/13 | Copper | Cat6 | 617 | Net2 | am3-dc-c5r207-acc-2 | eth1/13 | Copper | Cat6 | 20 | Net-Mgmt | am3-oob-c5r107-agg-1-101d | eth101/1/13
13 | F | Sun X5-2 PAAS Standard | nlclc5r207ru13-ilom | Copper | Cat6 | 617 | Net1 | am3-dc-c5r207-acc-1 | eth1/12 | Copper | Cat6 | 617 | Net2 | am3-dc-c5r207-acc-2 | eth1/12 | Copper | Cat6 | 20 | Net-Mgmt | am3-oob-c5r107-agg-1-101d | eth101/1/12
12 | F | Sun X5-2 PAAS Standard | nlclc5r207ru12-ilom | Copper | Cat6 | 617 | Net1 | am3-dc-c5r207-acc-1 | eth1/11 | Copper | Cat6 | 617 | Net2 | am3-dc-c5r207-acc-2 | eth1/11 | Copper | Cat6 | 20 | Net-Mgmt | am3-oob-c5r107-agg-1-101d | eth101/1/11
11 | F | Sun X5-2 PAAS Standard | nlclc5r207ru11-ilom | Copper | Cat6 | 617 | Net1 | am3-dc-c5r207-acc-1 | eth1/10 | Copper | Cat6 | 617 | Net2 | am3-dc-c5r207-acc-2 | eth1/10 | Copper | Cat6 | 20 | Net-Mgmt | am3-oob-c5r107-agg-1-101d | eth101/1/10
10 | F | Sun X5-2 PAAS Standard | nlclc5r207ru10-ilom | Copper | Cat6 | 617 | Net1 | am3-dc-c5r207-acc-1 | eth1/9 | Copper | Cat6 | 617 | Net2 | am3-dc-c5r207-acc-2 | eth1/9 | Copper | Cat6 | 20 | Net-Mgmt | am3-oob-c5r107-agg-1-101d | eth101/1/9
9 | F | Sun X5-2 PAAS Standard | nlclc5r207ru09-ilom | Copper | Cat6 | 617 | Net1 | am3-dc-c5r207-acc-1 | eth1/8 | Copper | Cat6 | 617 | Net2 | am3-dc-c5r207-acc-2 | eth1/8 | Copper | Cat6 | 20 | Net-Mgmt | am3-oob-c5r107-agg-1-101d | eth101/1/8
8 | F | Sun X5-2 PAAS Standard | nlclc5r207ru08-ilom | Copper | Cat6 | 617 | Net1 | am3-dc-c5r207-acc-1 | eth1/7 | Copper | Cat6 | 617 | Net2 | am3-dc-c5r207-acc-2 | eth1/7 | Copper | Cat6 | 20 | Net-Mgmt | am3-oob-c5r107-agg-1-101d | eth101/1/7
7 | F | Sun X5-2 PAAS Standard | nlclc5r207ru07-ilom | Copper | Cat6 | 617 | Net1 | am3-dc-c5r207-acc-1 | eth1/6 | Copper | Cat6 | 617 | Net2 | am3-dc-c5r207-acc-2 | eth1/6 | Copper | Cat6 | 20 | Net-Mgmt | am3-oob-c5r107-agg-1-101d | eth101/1/6
6 | F | Sun X5-2 PAAS Standard | nlclc5r207ru06-ilom | Copper | Cat6 | 617 | Net1 | am3-dc-c5r207-acc-1 | eth1/5 | Copper | Cat6 | 617 | Net2 | am3-dc-c5r207-acc-2 | eth1/5 | Copper | Cat6 | 20 | Net-Mgmt | am3-oob-c5r107-agg-1-101d | eth101/1/5
5 | F | Sun X5-2 PAAS Standard | nlclc5r207ru05-ilom | Copper | Cat6 | 617 | Net1 | am3-dc-c5r207-acc-1 | eth1/4 | Copper | Cat6 | 617 | Net2 | am3-dc-c5r207-acc-2 | eth1/4 | Copper | Cat6 | 20 | Net-Mgmt | am3-oob-c5r107-agg-1-101d | eth101/1/4
4 | F | Sun X5-2 PAAS Standard | nlclc5r207ru04-ilom | Copper | Cat6 | 617 | Net1 | am3-dc-c5r207-acc-1 | eth1/3 | Copper | Cat6 | 617 | Net2 | am3-dc-c5r207-acc-2 | eth1/3 | Copper | Cat6 | 20 | Net-Mgmt | am3-oob-c5r107-agg-1-101d | eth101/1/3
3 | F | Sun X5-2 PAAS Standard | nlclc5r207ru03-ilom | Copper | Cat6 | 617 | Net1 | am3-dc-c5r207-acc-1 | eth1/2 | Copper | Cat6 | 617 | Net2 | am3-dc-c5r207-acc-2 | eth1/2 | Copper | Cat6 | 20 | Net-Mgmt | am3-oob-c5r107-agg-1-101d | eth101/1/2
2 | F | Sun X5-2 PAAS Standard | nlclc5r207ru02-ilom | Copper | Cat6 | 617 | Net1 | am3-dc-c5r207-acc-1 | eth1/1 | Copper | Cat6 | 617 | Net2 | am3-dc-c5r207-acc-2 | eth1/1 | Copper | Cat6 | 20 | Net-Mgmt | am3-oob-c5r107-agg-1-101d | eth101/1/1
1 |  | SUPPORT BRACKET
0b |  | PDU | [13 empty] | Copper | Cat6 | 20 | Net-Mgmt | am3-oob-c5r107-agg-1-101d | eth101/1/48
0a |  | PDU |  |  | VLAN INFO | [10 empty] | Copper | Cat6 | 20 | Net-Mgmt | am3-oob-c5r107-agg-1-101d | eth101/1/47
[5 empty] | INTERFACE CATAGORY | VLAN | SECURITY VRF | FW ZONE | Subnet Details | Notes
[5 empty] | ILOM | 20 |  | DRAC | 10.24.8.0/21
[5 empty] | GUEST NETWORK | 617 | am3-dcz-v617-1 | am3-dcz-v617-1 | 100.65.0.0/19 | DC Zone1
[5 empty] | ADMIN CONTROL PLANE | 617 | am3-dcz-v617-1 | am3-dcz-v617-1 | 100.64.16.64/26 | DC Zone1

## c5r208-ZFS - Zone1
|  |  |  | Copper / Fiber | Cable OR Optic Type | Vlans | Device | Rack | RU | Interface | Patch Panel R U Interface | Patch Panel R U Interface | Device | Rack | RU | Interface | Optics
z208 |  |  |  | Fiber | MMF (LC-LC) | 617 |  | c5r208 | U22 | PCI2-Net4 | z208 U1 P13 | c5r107 u43 P1 | am3-dc-c5r107-acc-1 | c5r107 | 10 | e1/1 | SFP+
RU | F/R | Overhead Patch Panels |  | Fiber | MMF (LC-LC) | 617 |  | c5r208 | U22 | PCI2-Net5 | z208 U1 P14 | c5r107 u43 P2 | am3-dc-c5r107-acc-2 | c5r107 | 12 | e1/1 | SFP+
U4 |  |  |  | Fiber | MMF (LC-LC) | 617 |  | c5r208 | U22 | PCI7-Net6 | z208 U1 P15 | c5r107 u43 P3 | am3-dc-c5r107-acc-1 | c5r107 | 10 | e1/2 | SFP+
U3 |  |  |  | Fiber | MMF (LC-LC) | 617 |  | c5r208 | U22 | PCI7-Net7 | z208 U1 P16 | c5r107 u43 P4 | am3-dc-c5r107-acc-2 | c5r107 | 12 | e1/2 | SFP+
U2 |  |  |  | Copper | Cat6 | 20 |  | c5r208 | U22 | ILOM | z208U1 P25 | c5r107 u43 P25 | am3-oob-c5r107-agg-1-100d | c5r108 | 2 | e100/1/11 | Copper SFP
U1 | R | 24p LC Fibre - r107 u43 | 8p Copper - r107 u43 | Copper | Cat6 - po101 | 633 |  | c5r208 | U22 | Net0 | z208U1 P26 | c5r107 u43 P26 | am3-dc-c5r107-acc-1 | c5r107 | 10 | e1/3 | Copper SFP
|  |  |  | Copper | Cat6 - po101 | 633 |  | c5r208 | U22 | Net1 | z208U1 P27 | c5r107 u43 P27 | am3-dc-c5r107-acc-2 | c5r107 | 12 | e1/3 | Copper SFP
C5R208 - ZS 4-4 - Config 71 |  |  |  | Fiber | MMF (LC-LC) | 617 |  | c5r208 | 18 | PCI2-Net4 | z208 U1 P17 | c5r107 u43 P5 | am3-dc-c5r107-acc-1 | c5r107 | 10 | e1/4 | SFP+
Serial # |  |  |  | Fiber | MMF (LC-LC) | 617 |  | c5r208 | 18 | PCI2-Net5 | z208 U1 P18 | c5r107 u43 P6 | am3-dc-c5r107-acc-2 | c5r107 | 12 | e1/4 | SFP+
RU | F/R | DEVICE | HOSTNAME | Fiber | MMF (LC-LC) | 617 |  | c5r208 | 18 | PCI7-Net6 | z208 U1 P19 | c5r107 u43 P7 | am3-dc-c5r107-acc-1 | c5r107 | 10 | e1/5 | SFP+
42 |  |  |  | Fiber | MMF (LC-LC) | 617 |  | c5r208 | 18 | PCI7-Net7 | z208 U1 P20 | c5r107 u43 P8 | am3-dc-c5r107-acc-2 | c5r107 | 12 | e1/5 | SFP+
41 |  | Storage Shelf |  | Copper | Cat6 | 20 |  | c5r208 | 18 | ILOM | z208 U1 P28 | c5r107 u43 P28 | am3-oob-c5r107-agg-1-100d | c5r108 | 2 | e100/1/12 | Copper SFP
40 |  |  |  | Copper | Cat6 - po102 | 633 |  | c5r208 | 18 | Net2 | z208 U1 P29 | c5r107 u43 P29 | am3-dc-c5r107-acc-1 | c5r107 | 10 | e1/6 | Copper SFP
39 |  |  |  | Copper | Cat6 - po102 | 633 |  | c5r208 | 18 | Net3 | z208 U1 P30 | c5r107 u43 P30 | am3-dc-c5r107-acc-2 | c5r107 | 12 | e1/6 | Copper SFP
38
37 |  | Storage Shelf
36
35 |  |  |  | VLAN INFO
34 |  |  |  | INTERFACE CATAGORY | VLAN | SECURITY VRF | FW ZONE | Subnet Details | Notes
33 |  | Storage Shelf |  | ILOM | 20 |  | DRAC | 10.24.8.0/21
32 |  |  |  | GUEST NETWORK | 617 | am3-dcz-v617-1 | am3-dcz-v617-1 | 100.64.16.192/26
31 |  |  |  | STOR-MGMT | 633 | am3-tapefilermgmt-paas-v633-1 | TAPE-FILER-MGMT | 10.24.48.0/26
30
29 |  | Storage Shelf
28
27
26
25 |  | Head A | am3-opc-c5r208-zfs-1
24
23
22
21 |  | Head B | am3-opc-c5r208-zfs-2
20
19
18
17 |  | Storage Shelf
16
15
14
13 |  | Storage Shelf
12
11
10
9 |  | Storage Shelf
8
7
6
5 |  | Storage Shelf
4
3
2
1
0b | R | PDU 6441A | 32Amp 3-Phase High Voltage
0a | R | PDU 6441A | 32Amp 3-Phase High Voltage

## c5r209-Compute (Guest1) - Zone2
z209
RU | F/R | Overhead Patch Panels |  | Media | Cable OR Optic Type | VLAN | Server Interface | Switch | Switch Interface | Media | Cable OR Optic Type | VLAN | Server Interface | Switch | Switch Interface | Media | Cable OR Optic Type | VLAN | Server Interface | Switch | Switch Interface
U4
U3
U2
U1 | R | 24p LC Fibre - r107 u45 | 8p Copper - r107 u45
C5R209 - PaaS - x6 Compute
Serial #
RU | F/R | DEVICE | HOSTNAME
RU | F/R | DEVICE | HOSTNAME
42 |  | Sun X5-2 PAAS Standard | nlclc5r209ru42-ilom | Copper | Cat6 | 616 | Net1 | am3-dc-c5r209-acc-1 | eth1/36 | Copper | Cat6 | 616 | Net2 | am3-dc-c5r209-acc-2 | eth1/36 | Copper | Cat6 | 20 | Net-Mgmt | am3-oob-c5r107-agg-1-102d | eth102/1/36
41 |  | Sun X5-2 PAAS Standard | nlclc5r209ru41-ilom | Copper | Cat6 | 616 | Net1 | am3-dc-c5r209-acc-1 | eth1/35 | Copper | Cat6 | 616 | Net2 | am3-dc-c5r209-acc-2 | eth1/35 | Copper | Cat6 | 20 | Net-Mgmt | am3-oob-c5r107-agg-1-102d | eth102/1/35
40 |  | Sun X5-2 PAAS Standard | nlclc5r209ru40-ilom | Copper | Cat6 | 616 | Net1 | am3-dc-c5r209-acc-1 | eth1/34 | Copper | Cat6 | 616 | Net2 | am3-dc-c5r209-acc-2 | eth1/34 | Copper | Cat6 | 20 | Net-Mgmt | am3-oob-c5r107-agg-1-102d | eth102/1/34
39 |  | Sun X5-2 PAAS Standard | nlclc5r209ru39-ilom | Copper | Cat6 | 616 | Net1 | am3-dc-c5r209-acc-1 | eth1/33 | Copper | Cat6 | 616 | Net2 | am3-dc-c5r209-acc-2 | eth1/33 | Copper | Cat6 | 20 | Net-Mgmt | am3-oob-c5r107-agg-1-102d | eth102/1/33
38 |  | Sun X5-2 PAAS Standard | nlclc5r209ru38-ilom | Copper | Cat6 | 616 | Net1 | am3-dc-c5r209-acc-1 | eth1/32 | Copper | Cat6 | 616 | Net2 | am3-dc-c5r209-acc-2 | eth1/32 | Copper | Cat6 | 20 | Net-Mgmt | am3-oob-c5r107-agg-1-102d | eth102/1/32
37 |  | Sun X5-2 PAAS Standard | nlclc5r209ru37-ilom | Copper | Cat6 | 616 | Net1 | am3-dc-c5r209-acc-1 | eth1/31 | Copper | Cat6 | 616 | Net2 | am3-dc-c5r209-acc-2 | eth1/31 | Copper | Cat6 | 20 | Net-Mgmt | am3-oob-c5r107-agg-1-102d | eth102/1/31
36 |  | Sun X5-2 PAAS Standard | nlclc5r209ru36-ilom | Copper | Cat6 | 616 | Net1 | am3-dc-c5r209-acc-1 | eth1/30 | Copper | Cat6 | 616 | Net2 | am3-dc-c5r209-acc-2 | eth1/30 | Copper | Cat6 | 20 | Net-Mgmt | am3-oob-c5r107-agg-1-102d | eth102/1/30
35 |  | Sun X5-2 PAAS Standard | nlclc5r209ru35-ilom | Copper | Cat6 | 616 | Net1 | am3-dc-c5r209-acc-1 | eth1/29 | Copper | Cat6 | 616 | Net2 | am3-dc-c5r209-acc-2 | eth1/29 | Copper | Cat6 | 20 | Net-Mgmt | am3-oob-c5r107-agg-1-102d | eth102/1/29
34 |  | Sun X5-2 PAAS Standard | nlclc5r209ru34-ilom | Copper | Cat6 | 616 | Net1 | am3-dc-c5r209-acc-1 | eth1/28 | Copper | Cat6 | 616 | Net2 | am3-dc-c5r209-acc-2 | eth1/28 | Copper | Cat6 | 20 | Net-Mgmt | am3-oob-c5r107-agg-1-102d | eth102/1/28
33 |  | Sun X5-2 PAAS Standard | nlclc5r209ru33-ilom | Copper | Cat6 | 616 | Net1 | am3-dc-c5r209-acc-1 | eth1/27 | Copper | Cat6 | 616 | Net2 | am3-dc-c5r209-acc-2 | eth1/27 | Copper | Cat6 | 20 | Net-Mgmt | am3-oob-c5r107-agg-1-102d | eth102/1/27
32 |  | Sun X5-2 PAAS Standard | nlclc5r209ru32-ilom | Copper | Cat6 | 616 | Net1 | am3-dc-c5r209-acc-1 | eth1/26 | Copper | Cat6 | 616 | Net2 | am3-dc-c5r209-acc-2 | eth1/26 | Copper | Cat6 | 20 | Net-Mgmt | am3-oob-c5r107-agg-1-102d | eth102/1/26
31 |  | Sun X5-2 PAAS Standard | nlclc5r209ru31-ilom | Copper | Cat6 | 616 | Net1 | am3-dc-c5r209-acc-1 | eth1/25 | Copper | Cat6 | 616 | Net2 | am3-dc-c5r209-acc-2 | eth1/25 | Copper | Cat6 | 20 | Net-Mgmt | am3-oob-c5r107-agg-1-102d | eth102/1/25
30 |  | Sun X5-2 PAAS Standard | nlclc5r209ru30-ilom | Copper | Cat6 | 616 | Net1 | am3-dc-c5r209-acc-1 | eth1/24 | Copper | Cat6 | 616 | Net2 | am3-dc-c5r209-acc-2 | eth1/24 | Copper | Cat6 | 20 | Net-Mgmt | am3-oob-c5r107-agg-1-102d | eth102/1/24
29 |  | Sun X5-2 PAAS Standard | nlclc5r209ru29-ilom | Copper | Cat6 | 616 | Net1 | am3-dc-c5r209-acc-1 | eth1/23 | Copper | Cat6 | 616 | Net2 | am3-dc-c5r209-acc-2 | eth1/23 | Copper | Cat6 | 20 | Net-Mgmt | am3-oob-c5r107-agg-1-102d | eth102/1/23
28 |  | Sun X5-2 PAAS Standard | nlclc5r209ru28-ilom | Copper | Cat6 | 616 | Net1 | am3-dc-c5r209-acc-1 | eth1/22 | Copper | Cat6 | 616 | Net2 | am3-dc-c5r209-acc-2 | eth1/22 | Copper | Cat6 | 20 | Net-Mgmt | am3-oob-c5r107-agg-1-102d | eth102/1/22
27 |  | Sun X5-2 PAAS Standard | nlclc5r209ru27-ilom | Copper | Cat6 | 616 | Net1 | am3-dc-c5r209-acc-1 | eth1/21 | Copper | Cat6 | 616 | Net2 | am3-dc-c5r209-acc-2 | eth1/21 | Copper | Cat6 | 20 | Net-Mgmt | am3-oob-c5r107-agg-1-102d | eth102/1/21
26 |  | Sun X5-2 PAAS Standard | nlclc5r209ru26-ilom | Copper | Cat6 | 616 | Net1 | am3-dc-c5r209-acc-1 | eth1/20 | Copper | Cat6 | 616 | Net2 | am3-dc-c5r209-acc-2 | eth1/20 | Copper | Cat6 | 20 | Net-Mgmt | am3-oob-c5r107-agg-1-102d | eth102/1/20
25 |  | Sun X5-2 PAAS Standard | nlclc5r209ru25-ilom | Copper | Cat6 | 616 | Net1 | am3-dc-c5r209-acc-1 | eth1/19 | Copper | Cat6 | 616 | Net2 | am3-dc-c5r209-acc-2 | eth1/19 | Copper | Cat6 | 20 | Net-Mgmt | am3-oob-c5r107-agg-1-102d | eth102/1/19
24 | R | Cisco 2248TM-E | am3-oob-c5r107-agg-1-102d
23 | R | Cable Manager (TBD)
22 | R | Cisco 6001T | am3-dc-c5r209-acc-1
21 | R | Cisco 6001T | am3-dc-c5r209-acc-2
20 | R | Cable Manager (TBD)
19 | F | Sun X5-2 PAAS Standard | nlclc5r209ru19-ilom | Copper | Cat6 | 616 | Net1 | am3-dc-c5r209-acc-1 | eth1/18 | Copper | Cat6 | 616 | Net2 | am3-dc-c5r209-acc-2 | eth1/18 | Copper | Cat6 | 20 | Net-Mgmt | am3-oob-c5r107-agg-1-102d | eth102/1/18
18 | F | Sun X5-2 PAAS Standard | nlclc5r209ru18-ilom | Copper | Cat6 | 616 | Net1 | am3-dc-c5r209-acc-1 | eth1/17 | Copper | Cat6 | 616 | Net2 | am3-dc-c5r209-acc-2 | eth1/17 | Copper | Cat6 | 20 | Net-Mgmt | am3-oob-c5r107-agg-1-102d | eth102/1/17
17 | F | Sun X5-2 PAAS Standard | nlclc5r209ru17-ilom | Copper | Cat6 | 616 | Net1 | am3-dc-c5r209-acc-1 | eth1/16 | Copper | Cat6 | 616 | Net2 | am3-dc-c5r209-acc-2 | eth1/16 | Copper | Cat6 | 20 | Net-Mgmt | am3-oob-c5r107-agg-1-102d | eth102/1/16
16 | F | Sun X5-2 PAAS Standard | nlclc5r209ru16-ilom | Copper | Cat6 | 616 | Net1 | am3-dc-c5r209-acc-1 | eth1/15 | Copper | Cat6 | 616 | Net2 | am3-dc-c5r209-acc-2 | eth1/15 | Copper | Cat6 | 20 | Net-Mgmt | am3-oob-c5r107-agg-1-102d | eth102/1/15
15 | F | Sun X5-2 PAAS Standard | nlclc5r209ru15-ilom | Copper | Cat6 | 616 | Net1 | am3-dc-c5r209-acc-1 | eth1/14 | Copper | Cat6 | 616 | Net2 | am3-dc-c5r209-acc-2 | eth1/14 | Copper | Cat6 | 20 | Net-Mgmt | am3-oob-c5r107-agg-1-102d | eth102/1/14
14 | F | Sun X5-2 PAAS Standard | nlclc5r209ru14-ilom | Copper | Cat6 | 616 | Net1 | am3-dc-c5r209-acc-1 | eth1/13 | Copper | Cat6 | 616 | Net2 | am3-dc-c5r209-acc-2 | eth1/13 | Copper | Cat6 | 20 | Net-Mgmt | am3-oob-c5r107-agg-1-102d | eth102/1/13
13 | F | Sun X5-2 PAAS Standard | nlclc5r209ru13-ilom | Copper | Cat6 | 616 | Net1 | am3-dc-c5r209-acc-1 | eth1/12 | Copper | Cat6 | 616 | Net2 | am3-dc-c5r209-acc-2 | eth1/12 | Copper | Cat6 | 20 | Net-Mgmt | am3-oob-c5r107-agg-1-102d | eth102/1/12
12 | F | Sun X5-2 PAAS Standard | nlclc5r209ru12-ilom | Copper | Cat6 | 616 | Net1 | am3-dc-c5r209-acc-1 | eth1/11 | Copper | Cat6 | 616 | Net2 | am3-dc-c5r209-acc-2 | eth1/11 | Copper | Cat6 | 20 | Net-Mgmt | am3-oob-c5r107-agg-1-102d | eth102/1/11
11 | F | Sun X5-2 PAAS Standard | nlclc5r209ru11-ilom | Copper | Cat6 | 616 | Net1 | am3-dc-c5r209-acc-1 | eth1/10 | Copper | Cat6 | 616 | Net2 | am3-dc-c5r209-acc-2 | eth1/10 | Copper | Cat6 | 20 | Net-Mgmt | am3-oob-c5r107-agg-1-102d | eth102/1/10
10 | F | Sun X5-2 PAAS Standard | nlclc5r209ru10-ilom | Copper | Cat6 | 616 | Net1 | am3-dc-c5r209-acc-1 | eth1/9 | Copper | Cat6 | 616 | Net2 | am3-dc-c5r209-acc-2 | eth1/9 | Copper | Cat6 | 20 | Net-Mgmt | am3-oob-c5r107-agg-1-102d | eth102/1/9
9 | F | Sun X5-2 PAAS Standard | nlclc5r209ru09-ilom | Copper | Cat6 | 616 | Net1 | am3-dc-c5r209-acc-1 | eth1/8 | Copper | Cat6 | 616 | Net2 | am3-dc-c5r209-acc-2 | eth1/8 | Copper | Cat6 | 20 | Net-Mgmt | am3-oob-c5r107-agg-1-102d | eth102/1/8
8 | F | Sun X5-2 PAAS Standard | nlclc5r209ru08-ilom | Copper | Cat6 | 616 | Net1 | am3-dc-c5r209-acc-1 | eth1/7 | Copper | Cat6 | 616 | Net2 | am3-dc-c5r209-acc-2 | eth1/7 | Copper | Cat6 | 20 | Net-Mgmt | am3-oob-c5r107-agg-1-102d | eth102/1/7
7 | F | Sun X5-2 PAAS Standard | nlclc5r209ru07-ilom | Copper | Cat6 | 616 | Net1 | am3-dc-c5r209-acc-1 | eth1/6 | Copper | Cat6 | 616 | Net2 | am3-dc-c5r209-acc-2 | eth1/6 | Copper | Cat6 | 20 | Net-Mgmt | am3-oob-c5r107-agg-1-102d | eth102/1/6
6 | F | Sun X5-2 PAAS Standard | nlclc5r209ru06-ilom | Copper | Cat6 | 616 | Net1 | am3-dc-c5r209-acc-1 | eth1/5 | Copper | Cat6 | 616 | Net2 | am3-dc-c5r209-acc-2 | eth1/5 | Copper | Cat6 | 20 | Net-Mgmt | am3-oob-c5r107-agg-1-102d | eth102/1/5
5 | F | Sun X5-2 PAAS Standard | nlclc5r209ru05-ilom | Copper | Cat6 | 616 | Net1 | am3-dc-c5r209-acc-1 | eth1/4 | Copper | Cat6 | 616 | Net2 | am3-dc-c5r209-acc-2 | eth1/4 | Copper | Cat6 | 20 | Net-Mgmt | am3-oob-c5r107-agg-1-102d | eth102/1/4
4 | F | Sun X5-2 PAAS Standard | nlclc5r209ru04-ilom | Copper | Cat6 | 616 | Net1 | am3-dc-c5r209-acc-1 | eth1/3 | Copper | Cat6 | 616 | Net2 | am3-dc-c5r209-acc-2 | eth1/3 | Copper | Cat6 | 20 | Net-Mgmt | am3-oob-c5r107-agg-1-102d | eth102/1/3
3 | F | Sun X5-2 PAAS Standard | nlclc5r209ru03-ilom | Copper | Cat6 | 616 | Net1 | am3-dc-c5r209-acc-1 | eth1/2 | Copper | Cat6 | 616 | Net2 | am3-dc-c5r209-acc-2 | eth1/2 | Copper | Cat6 | 20 | Net-Mgmt | am3-oob-c5r107-agg-1-102d | eth102/1/2
2 | F | Sun X5-2 PAAS Standard | nlclc5r209ru02-ilom | Copper | Cat6 | 616 | Net1 | am3-dc-c5r209-acc-1 | eth1/1 | Copper | Cat6 | 616 | Net2 | am3-dc-c5r209-acc-2 | eth1/1 | Copper | Cat6 | 20 | Net-Mgmt | am3-oob-c5r107-agg-1-102d | eth102/1/1
1 |  | SUPPORT BRACKET
0b |  | PDU | [13 empty] | Copper | Cat6 | 20 | Net-Mgmt | am3-oob-c5r107-agg-1-102d | eth102/1/48
0a |  | PDU |  |  | VLAN INFO | [10 empty] | Copper | Cat6 | 20 | Net-Mgmt | am3-oob-c5r107-agg-1-102d | eth102/1/47
[5 empty] | INTERFACE CATAGORY | VLAN | SECURITY VRF | FW ZONE | Subnet Details | Notes
[5 empty] | ILOM | 20 |  | DRAC | 10.24.8.0/21
[5 empty] | GUEST NETWORK | 616 | am3-dcz-v616-1 | am3-dcz-v616-1 | 100.65.0.0/19 | DC Zone2
[5 empty] | ADMIN CONTROL PLANE | 616 | am3-dcz-v616-1 | am3-dcz-v616-1 | 100.64.17.64/26 | DC Zone2

## c5r210-ZFS - Zone2
|  |  |  | Copper / Fiber | Cable OR Optic Type | Vlans | Device | Rack | RU | Interface | Patch Panel R U Interface | Patch Panel R U Interface | Device | Rack | RU | Interface | Optics
|  |  |  | Fiber | MMF (LC-LC) | 616 |  | c5r210 | U22 | PCI2-Net4 | z210 U1 P13 | c5r107 u43 P1 | am3-dc-c5r107-acc-1 | c5r107 | 10 | e1/7 | SFP+
z210 |  |  |  | Fiber | MMF (LC-LC) | 616 |  | c5r210 | U22 | PCI2-Net5 | z210 U1 P14 | c5r107 u43 P2 | am3-dc-c5r107-acc-2 | c5r107 | 12 | e1/7 | SFP+
RU | F/R | Overhead Patch Panels |  | Fiber | MMF (LC-LC) | 616 |  | c5r210 | U22 | PCI7-Net6 | z210 U1 P15 | c5r107 u43 P3 | am3-dc-c5r107-acc-1 | c5r107 | 10 | e1/8 | SFP+
U4 |  |  |  | Fiber | MMF (LC-LC) | 616 |  | c5r210 | U22 | PCI7-Net7 | z210 U1 P16 | c5r107 u43 P4 | am3-dc-c5r107-acc-2 | c5r107 | 12 | e1/8 | SFP+
U3 |  |  |  | Copper | Cat6 | 20 |  | c5r210 | U22 | ILOM | z210U1 P25 | c5r107 u43 P25 | am3-oob-c5r107-agg-1-100d | c5r108 | 2 | e100/1/13 | Copper SFP
U2 |  |  |  | Copper | Cat6 - po101 | 633 |  | c5r210 | U22 | Net0 | z210U1 P26 | c5r107 u43 P26 | am3-dc-c5r107-acc-1 | c5r107 | 10 | e1/9 | Copper SFP
U1 | R | 24p LC Fibre - r107 u41 | 8p Copper - r107 u41 | Copper | Cat6 - po101 | 633 |  | c5r210 | U22 | Net1 | z210U1 P27 | c5r107 u43 P27 | am3-dc-c5r107-acc-2 | c5r107 | 12 | e1/9 | Copper SFP
|  |  |  | Fiber | MMF (LC-LC) | 616 |  | c5r210 | 18 | PCI2-Net4 | z210 U1 P17 | c5r107 u43 P5 | am3-dc-c5r107-acc-1 | c5r107 | 10 | e1/10 | SFP+
C5R210 - ZS 4-4 - Config 71 |  |  |  | Fiber | MMF (LC-LC) | 616 |  | c5r210 | 18 | PCI2-Net5 | z210 U1 P18 | c5r107 u43 P6 | am3-dc-c5r107-acc-2 | c5r107 | 12 | e1/10 | SFP+
Serial # |  |  |  | Fiber | MMF (LC-LC) | 616 |  | c5r210 | 18 | PCI7-Net6 | z210 U1 P19 | c5r107 u43 P7 | am3-dc-c5r107-acc-1 | c5r107 | 10 | e1/11 | SFP+
RU | F/R | DEVICE | HOSTNAME | Fiber | MMF (LC-LC) | 616 |  | c5r210 | 18 | PCI7-Net7 | z210 U1 P20 | c5r107 u43 P8 | am3-dc-c5r107-acc-2 | c5r107 | 12 | e1/11 | SFP+
42 |  |  |  | Copper | Cat6 | 20 |  | c5r210 | 18 | ILOM | z210 U1 P28 | c5r107 u43 P28 | am3-oob-c5r107-agg-1-100d | c5r108 | 2 | e100/1/14 | Copper SFP
41 |  | Storage Shelf |  | Copper | Cat6 - po102 | 633 |  | c5r210 | 18 | Net2 | z210 U1 P29 | c5r107 u43 P29 | am3-dc-c5r107-acc-1 | c5r107 | 10 | e1/12 | Copper SFP
40 |  |  |  | Copper | Cat6 - po102 | 633 |  | c5r210 | 18 | Net3 | z210 U1 P30 | c5r107 u43 P30 | am3-dc-c5r107-acc-2 | c5r107 | 12 | e1/12 | Copper SFP
39
38
37 |  | Storage Shelf
36 |  |  |  | VLAN INFO
35 |  |  |  | INTERFACE CATAGORY | VLAN | SECURITY VRF | FW ZONE | Subnet Details | Notes
34 |  |  |  | ILOM | 20 |  | DRAC | 10.24.8.0/21
33 |  | Storage Shelf |  | GUEST NETWORK | 616 | am3-dcz-v616-1 | am3-dcz-v616-1 | 100.64.17.192/26
32 |  |  |  | STOR-MGMT | 633 | am3-tapefilermgmt-paas-v633-1 | TAPE-FILER-MGMT | 10.24.48.0/26
31
30
29 |  | Storage Shelf
28
27
26
25 |  | Head A | am3-opc-c5r210-zfs-1
24
23
22
21 |  | Head B | am3-opc-c5r210-zfs-2
20
19
18
17 |  | Storage Shelf
16
15
14
13 |  | Storage Shelf
12
11
10
9 |  | Storage Shelf
8
7
6
5 |  | Storage Shelf
4
3
2
1
0b | R | PDU 6441A | 32Amp 3-Phase High Voltage
0a | R | PDU 6441A | 32Amp 3-Phase High Voltage

## C5R305 -Compute (Guest1) -Zone4
|  |  |  | VLAN | Server Interface | Switch | Switch Interface | Media | Cable OR Optic Type | VLAN | Server Interface | Switch | Switch Interface | Media | Cable OR Optic Type | VLAN | Server Interface | Switch | Switch Interface
z301
RU | F/R | Overhead Patch Panels
U4
U3
U2
U1 | R | 24p LC Fibre - r108 u47 | 8p Copper - r108 u47
C5R301 - Compute GUEST - Dedicated
Serial #
RU | F/R | DEVICE | HOSTNAME
42 |  | Sun X5-2 PAAS Standard | nlclc5r305ru42-ilom | Copper | Cat6 | 614 | Net1 | am3-dc-c5r305-acc-1 | eth1/36 | Copper | Cat6 | 614 | Net2 | am3-dc-c5r305-acc-2 | eth1/36 | Copper | Cat6 | 20 | Net-Mgmt | am3-oob-c5r107-agg-1-103d | eth103/1/36
41 |  | Sun X5-2 PAAS Standard | nlclc5r305ru41-ilom | Copper | Cat6 | 614 | Net1 | am3-dc-c5r305-acc-1 | eth1/35 | Copper | Cat6 | 614 | Net2 | am3-dc-c5r305-acc-2 | eth1/35 | Copper | Cat6 | 20 | Net-Mgmt | am3-oob-c5r107-agg-1-103d | eth103/1/35
40 |  | Sun X5-2 PAAS Standard | nlclc5r305ru40-ilom | Copper | Cat6 | 614 | Net1 | am3-dc-c5r305-acc-1 | eth1/34 | Copper | Cat6 | 614 | Net2 | am3-dc-c5r305-acc-2 | eth1/34 | Copper | Cat6 | 20 | Net-Mgmt | am3-oob-c5r107-agg-1-103d | eth103/1/34
39 |  | Sun X5-2 PAAS Standard | nlclc5r305ru39-ilom | Copper | Cat6 | 614 | Net1 | am3-dc-c5r305-acc-1 | eth1/33 | Copper | Cat6 | 614 | Net2 | am3-dc-c5r305-acc-2 | eth1/33 | Copper | Cat6 | 20 | Net-Mgmt | am3-oob-c5r107-agg-1-103d | eth103/1/33
38 |  | Sun X5-2 PAAS Standard | nlclc5r305ru38-ilom | Copper | Cat6 | 614 | Net1 | am3-dc-c5r305-acc-1 | eth1/32 | Copper | Cat6 | 614 | Net2 | am3-dc-c5r305-acc-2 | eth1/32 | Copper | Cat6 | 20 | Net-Mgmt | am3-oob-c5r107-agg-1-103d | eth103/1/32
37 |  | Sun X5-2 PAAS Standard | nlclc5r305ru37-ilom | Copper | Cat6 | 614 | Net1 | am3-dc-c5r305-acc-1 | eth1/31 | Copper | Cat6 | 614 | Net2 | am3-dc-c5r305-acc-2 | eth1/31 | Copper | Cat6 | 20 | Net-Mgmt | am3-oob-c5r107-agg-1-103d | eth103/1/31
36 |  | Sun X5-2 PAAS Standard | nlclc5r305ru36-ilom | Copper | Cat6 | 614 | Net1 | am3-dc-c5r305-acc-1 | eth1/30 | Copper | Cat6 | 614 | Net2 | am3-dc-c5r305-acc-2 | eth1/30 | Copper | Cat6 | 20 | Net-Mgmt | am3-oob-c5r107-agg-1-103d | eth103/1/30
35 |  | Sun X5-2 PAAS Standard | nlclc5r305ru35-ilom | Copper | Cat6 | 614 | Net1 | am3-dc-c5r305-acc-1 | eth1/29 | Copper | Cat6 | 614 | Net2 | am3-dc-c5r305-acc-2 | eth1/29 | Copper | Cat6 | 20 | Net-Mgmt | am3-oob-c5r107-agg-1-103d | eth103/1/29
34 |  | Sun X5-2 PAAS Standard | nlclc5r305ru34-ilom | Copper | Cat6 | 614 | Net1 | am3-dc-c5r305-acc-1 | eth1/28 | Copper | Cat6 | 614 | Net2 | am3-dc-c5r305-acc-2 | eth1/28 | Copper | Cat6 | 20 | Net-Mgmt | am3-oob-c5r107-agg-1-103d | eth103/1/28
33 |  | Sun X5-2 PAAS Standard | nlclc5r305ru33-ilom | Copper | Cat6 | 614 | Net1 | am3-dc-c5r305-acc-1 | eth1/27 | Copper | Cat6 | 614 | Net2 | am3-dc-c5r305-acc-2 | eth1/27 | Copper | Cat6 | 20 | Net-Mgmt | am3-oob-c5r107-agg-1-103d | eth103/1/27
32 |  | Sun X5-2 PAAS Standard | nlclc5r305ru32-ilom | Copper | Cat6 | 614 | Net1 | am3-dc-c5r305-acc-1 | eth1/26 | Copper | Cat6 | 614 | Net2 | am3-dc-c5r305-acc-2 | eth1/26 | Copper | Cat6 | 20 | Net-Mgmt | am3-oob-c5r107-agg-1-103d | eth103/1/26
31 |  | Sun X5-2 PAAS Standard | nlclc5r305ru31-ilom | Copper | Cat6 | 614 | Net1 | am3-dc-c5r305-acc-1 | eth1/25 | Copper | Cat6 | 614 | Net2 | am3-dc-c5r305-acc-2 | eth1/25 | Copper | Cat6 | 20 | Net-Mgmt | am3-oob-c5r107-agg-1-103d | eth103/1/25
30 |  | Sun X5-2 PAAS Standard | nlclc5r305ru30-ilom | Copper | Cat6 | 614 | Net1 | am3-dc-c5r305-acc-1 | eth1/24 | Copper | Cat6 | 614 | Net2 | am3-dc-c5r305-acc-2 | eth1/24 | Copper | Cat6 | 20 | Net-Mgmt | am3-oob-c5r107-agg-1-103d | eth103/1/24
29 |  | Sun X5-2 PAAS Standard | nlclc5r305ru29-ilom | Copper | Cat6 | 614 | Net1 | am3-dc-c5r305-acc-1 | eth1/23 | Copper | Cat6 | 614 | Net2 | am3-dc-c5r305-acc-2 | eth1/23 | Copper | Cat6 | 20 | Net-Mgmt | am3-oob-c5r107-agg-1-103d | eth103/1/23
28 |  | Sun X5-2 PAAS Standard | nlclc5r305ru28-ilom | Copper | Cat6 | 614 | Net1 | am3-dc-c5r305-acc-1 | eth1/22 | Copper | Cat6 | 614 | Net2 | am3-dc-c5r305-acc-2 | eth1/22 | Copper | Cat6 | 20 | Net-Mgmt | am3-oob-c5r107-agg-1-103d | eth103/1/22
27 |  | Sun X5-2 PAAS Standard | nlclc5r305ru27-ilom | Copper | Cat6 | 614 | Net1 | am3-dc-c5r305-acc-1 | eth1/21 | Copper | Cat6 | 614 | Net2 | am3-dc-c5r305-acc-2 | eth1/21 | Copper | Cat6 | 20 | Net-Mgmt | am3-oob-c5r107-agg-1-103d | eth103/1/21
26 |  | Sun X5-2 PAAS Standard | nlclc5r305ru26-ilom | Copper | Cat6 | 614 | Net1 | am3-dc-c5r305-acc-1 | eth1/20 | Copper | Cat6 | 614 | Net2 | am3-dc-c5r305-acc-2 | eth1/20 | Copper | Cat6 | 20 | Net-Mgmt | am3-oob-c5r107-agg-1-103d | eth103/1/20
25 |  | Sun X5-2 PAAS Standard | nlclc5r305ru25-ilom | Copper | Cat6 | 614 | Net1 | am3-dc-c5r305-acc-1 | eth1/19 | Copper | Cat6 | 614 | Net2 | am3-dc-c5r305-acc-2 | eth1/19 | Copper | Cat6 | 20 | Net-Mgmt | am3-oob-c5r107-agg-1-103d | eth103/1/19
24 | R | Cisco 2248TM-E | am3-oob-c5r107-agg-1-103d
23 | R | Cable Manager (TBD)
22 | R | Cisco 6001T | am3-dc-c5r305-acc-1
21 | R | Cisco 6001T | am3-dc-c5r305-acc-2
20 | R | Cable Manager (TBD)
19 | F | Sun X5-2 PAAS Standard | nlclc5r305ru19-ilom | Copper | Cat6 | 614 | Net1 | am3-dc-c5r305-acc-1 | eth1/18 | Copper | Cat6 | 614 | Net2 | am3-dc-c5r305-acc-2 | eth1/18 | Copper | Cat6 | 20 | Net-Mgmt | am3-oob-c5r107-agg-1-103d | eth103/1/18
18 | F | Sun X5-2 PAAS Standard | nlclc5r305ru18-ilom | Copper | Cat6 | 614 | Net1 | am3-dc-c5r305-acc-1 | eth1/17 | Copper | Cat6 | 614 | Net2 | am3-dc-c5r305-acc-2 | eth1/17 | Copper | Cat6 | 20 | Net-Mgmt | am3-oob-c5r107-agg-1-103d | eth103/1/17
17 | F | Sun X5-2 PAAS Standard | nlclc5r305ru17-ilom | Copper | Cat6 | 614 | Net1 | am3-dc-c5r305-acc-1 | eth1/16 | Copper | Cat6 | 614 | Net2 | am3-dc-c5r305-acc-2 | eth1/16 | Copper | Cat6 | 20 | Net-Mgmt | am3-oob-c5r107-agg-1-103d | eth103/1/16
16 | F | Sun X5-2 PAAS Standard | nlclc5r305ru16-ilom | Copper | Cat6 | 614 | Net1 | am3-dc-c5r305-acc-1 | eth1/15 | Copper | Cat6 | 614 | Net2 | am3-dc-c5r305-acc-2 | eth1/15 | Copper | Cat6 | 20 | Net-Mgmt | am3-oob-c5r107-agg-1-103d | eth103/1/15
15 | F | Sun X5-2 PAAS Standard | nlclc5r305ru15-ilom | Copper | Cat6 | 614 | Net1 | am3-dc-c5r305-acc-1 | eth1/14 | Copper | Cat6 | 614 | Net2 | am3-dc-c5r305-acc-2 | eth1/14 | Copper | Cat6 | 20 | Net-Mgmt | am3-oob-c5r107-agg-1-103d | eth103/1/14
14 | F | Sun X5-2 PAAS Standard | nlclc5r305ru14-ilom | Copper | Cat6 | 614 | Net1 | am3-dc-c5r305-acc-1 | eth1/13 | Copper | Cat6 | 614 | Net2 | am3-dc-c5r305-acc-2 | eth1/13 | Copper | Cat6 | 20 | Net-Mgmt | am3-oob-c5r107-agg-1-103d | eth103/1/13
13 | F | Sun X5-2 PAAS Standard | nlclc5r305ru13-ilom | Copper | Cat6 | 614 | Net1 | am3-dc-c5r305-acc-1 | eth1/12 | Copper | Cat6 | 614 | Net2 | am3-dc-c5r305-acc-2 | eth1/12 | Copper | Cat6 | 20 | Net-Mgmt | am3-oob-c5r107-agg-1-103d | eth103/1/12
12 | F | Sun X5-2 PAAS Standard | nlclc5r305ru12-ilom | Copper | Cat6 | 614 | Net1 | am3-dc-c5r305-acc-1 | eth1/11 | Copper | Cat6 | 614 | Net2 | am3-dc-c5r305-acc-2 | eth1/11 | Copper | Cat6 | 20 | Net-Mgmt | am3-oob-c5r107-agg-1-103d | eth103/1/11
11 | F | Sun X5-2 PAAS Standard | nlclc5r305ru11-ilom | Copper | Cat6 | 614 | Net1 | am3-dc-c5r305-acc-1 | eth1/10 | Copper | Cat6 | 614 | Net2 | am3-dc-c5r305-acc-2 | eth1/10 | Copper | Cat6 | 20 | Net-Mgmt | am3-oob-c5r107-agg-1-103d | eth103/1/10
10 | F | Sun X5-2 PAAS Standard | nlclc5r305ru10-ilom | Copper | Cat6 | 614 | Net1 | am3-dc-c5r305-acc-1 | eth1/9 | Copper | Cat6 | 614 | Net2 | am3-dc-c5r305-acc-2 | eth1/9 | Copper | Cat6 | 20 | Net-Mgmt | am3-oob-c5r107-agg-1-103d | eth103/1/9
9 | F | Sun X5-2 PAAS Standard | nlclc5r305ru09-ilom | Copper | Cat6 | 614 | Net1 | am3-dc-c5r305-acc-1 | eth1/8 | Copper | Cat6 | 614 | Net2 | am3-dc-c5r305-acc-2 | eth1/8 | Copper | Cat6 | 20 | Net-Mgmt | am3-oob-c5r107-agg-1-103d | eth103/1/8
8 | F | Sun X5-2 PAAS Standard | nlclc5r305ru08-ilom | Copper | Cat6 | 614 | Net1 | am3-dc-c5r305-acc-1 | eth1/7 | Copper | Cat6 | 614 | Net2 | am3-dc-c5r305-acc-2 | eth1/7 | Copper | Cat6 | 20 | Net-Mgmt | am3-oob-c5r107-agg-1-103d | eth103/1/7
7 | F | Sun X5-2 PAAS Standard | nlclc5r305ru07-ilom | Copper | Cat6 | 614 | Net1 | am3-dc-c5r305-acc-1 | eth1/6 | Copper | Cat6 | 614 | Net2 | am3-dc-c5r305-acc-2 | eth1/6 | Copper | Cat6 | 20 | Net-Mgmt | am3-oob-c5r107-agg-1-103d | eth103/1/6
6 | F | Sun X5-2 PAAS Standard | nlclc5r305ru06-ilom | Copper | Cat6 | 614 | Net1 | am3-dc-c5r305-acc-1 | eth1/5 | Copper | Cat6 | 614 | Net2 | am3-dc-c5r305-acc-2 | eth1/5 | Copper | Cat6 | 20 | Net-Mgmt | am3-oob-c5r107-agg-1-103d | eth103/1/5
5 | F | Sun X5-2 PAAS Standard | nlclc5r305ru05-ilom | Copper | Cat6 | 614 | Net1 | am3-dc-c5r305-acc-1 | eth1/4 | Copper | Cat6 | 614 | Net2 | am3-dc-c5r305-acc-2 | eth1/4 | Copper | Cat6 | 20 | Net-Mgmt | am3-oob-c5r107-agg-1-103d | eth103/1/4
4 | F | Sun X5-2 PAAS Standard | nlclc5r305ru04-ilom | Copper | Cat6 | 614 | Net1 | am3-dc-c5r305-acc-1 | eth1/3 | Copper | Cat6 | 614 | Net2 | am3-dc-c5r305-acc-2 | eth1/3 | Copper | Cat6 | 20 | Net-Mgmt | am3-oob-c5r107-agg-1-103d | eth103/1/3
3 | F | Sun X5-2 PAAS Standard | nlclc5r305ru03-ilom | Copper | Cat6 | 614 | Net1 | am3-dc-c5r305-acc-1 | eth1/2 | Copper | Cat6 | 614 | Net2 | am3-dc-c5r305-acc-2 | eth1/2 | Copper | Cat6 | 20 | Net-Mgmt | am3-oob-c5r107-agg-1-103d | eth103/1/2
2 | F | Sun X5-2 PAAS Standard | nlclc5r305ru02-ilom | Copper | Cat6 | 614 | Net1 | am3-dc-c5r305-acc-1 | eth1/1 | Copper | Cat6 | 614 | Net2 | am3-dc-c5r305-acc-2 | eth1/1 | Copper | Cat6 | 20 | Net-Mgmt | am3-oob-c5r107-agg-1-103d | eth103/1/1
1 |  | SUPPORT BRACKET
0b |  | PDU | [13 empty] | Copper | Cat6 | 20 | Net-Mgmt | am3-oob-c5r107-agg-1-103d | eth103/1/48
0a |  | PDU |  |  | VLAN INFO | [10 empty] | Copper | Cat6 | 20 | Net-Mgmt | am3-oob-c5r107-agg-1-103d | eth103/1/47
[5 empty] | INTERFACE CATAGORY | VLAN | SECURITY VRF | FW ZONE | Subnet Details | Notes
[5 empty] | ILOM | 20 |  | DRAC | 10.24.8.0/21
[5 empty] | GUEST NETWORK | 614 | am3-dcz-v614-1 | am3-dcz-v614-1 | 100.65.0.0/19 | DC Zone4
[5 empty] | ADMIN CONTROL PLANE | 614 | am3-dcz-v614-1 | am3-dcz-v614-1 | 100.64.19.64/26 | DC Zone4

## c5r306-ZFS - Zone4
|  |  |  | Copper / Fiber | Cable OR Optic Type | Vlans | Device | Rack | RU | Interface | Patch Panel R U Interface | Patch Panel R U Interface | Device | Rack | RU | Interface | Optics
|  |  |  | Fiber | MMF (LC-LC) | 614 |  | c5r306 | U22 | PCI2-Net4 | z306 U1 P13 | c5r108 u42 P1 | am3-dc-c5r108-acc-1 | c5r108 | 10 | e1/13 | SFP+
z306 |  |  |  | Fiber | MMF (LC-LC) | 614 |  | c5r306 | U22 | PCI2-Net5 | z306 U1 P14 | c5r108 u42 P2 | am3-dc-c5r108-acc-2 | c5r108 | 12 | e1/13 | SFP+
RU | F/R | Overhead Patch Panels |  | Fiber | MMF (LC-LC) | 614 |  | c5r306 | U22 | PCI7-Net6 | z306 U1 P15 | c5r108 u42 P3 | am3-dc-c5r108-acc-1 | c5r108 | 10 | e1/14 | SFP+
U4 |  |  |  | Fiber | MMF (LC-LC) | 614 |  | c5r306 | U22 | PCI7-Net7 | z306 U1 P16 | c5r108 u42 P4 | am3-dc-c5r108-acc-2 | c5r108 | 12 | e1/14 | SFP+
U3 |  |  |  | Copper | Cat6 | 20 |  | c5r306 | U22 | ILOM | z306U1 P25 | c5r108 u42 P25 | am3-oob-c5r108-agg-1-100d | c5r108 | 2 | e100/1/24 | Copper SFP
U2 |  |  |  | Copper | Cat6 - po101 | 633 |  | c5r306 | U22 | Net0 | z306U1 P26 | c5r108 u42 P26 | am3-dc-c5r108-acc-1 | c5r108 | 10 | e1/15 | Copper SFP
U1 | R | 24p LC Fibre - r108 u42 | 8p Copper - r108 u42 | Copper | Cat6 - po101 | 633 |  | c5r306 | U22 | Net1 | z306U1 P27 | c5r108 u42 P27 | am3-dc-c5r108-acc-2 | c5r108 | 12 | e1/15 | Copper SFP
|  |  |  | Fiber | MMF (LC-LC) | 614 |  | c5r306 | 18 | PCI2-Net4 | z306 U1 P17 | c5r108 u42 P5 | am3-dc-c5r108-acc-1 | c5r108 | 10 | e1/16 | SFP+
|  |  |  | Fiber | MMF (LC-LC) | 614 |  | c5r306 | 18 | PCI2-Net5 | z306 U1 P18 | c5r108 u42 P6 | am3-dc-c5r108-acc-2 | c5r108 | 12 | e1/16 | SFP+
|  |  |  | Fiber | MMF (LC-LC) | 614 |  | c5r306 | 18 | PCI7-Net6 | z306 U1 P19 | c5r108 u42 P7 | am3-dc-c5r108-acc-1 | c5r108 | 10 | e1/17 | SFP+
|  |  |  | Fiber | MMF (LC-LC) | 614 |  | c5r306 | 18 | PCI7-Net7 | z306 U1 P20 | c5r108 u42 P8 | am3-dc-c5r108-acc-2 | c5r108 | 12 | e1/17 | SFP+
|  |  |  | Copper | Cat6 | 20 |  | c5r306 | 18 | ILOM | z306 U1 P28 | c5r108 u42 P28 | am3-oob-c5r108-agg-1-100d | c5r108 | 2 | e100/1/25 | Copper SFP
|  |  |  | Copper | Cat6 - po102 | 633 |  | c5r306 | 18 | Net2 | z306 U1 P29 | c5r108 u42 P29 | am3-dc-c5r108-acc-1 | c5r108 | 10 | e1/18 | Copper SFP
|  |  |  | Copper | Cat6 - po102 | 633 |  | c5r306 | 18 | Net3 | z306 U1 P30 | c5r108 u42 P30 | am3-dc-c5r108-acc-2 | c5r108 | 12 | e1/18 | Copper SFP
VLAN INFO
C5R306 - ZS 4-4 - Config 71 |  |  |  | INTERFACE CATAGORY | VLAN | SECURITY VRF | FW ZONE | Subnet Details | Notes
Serial # |  |  |  | ILOM | 20 |  | DRAC | 10.24.8.0/21
RU | F/R | DEVICE | HOSTNAME | GUEST NETWORK | 614 | am3-dcz-v614-1 | am3-dcz-v614-1 | 100.64.19.192/26
42 |  |  |  | STOR-MGMT | 633 | am3-tapefilermgmt-paas-v633-1 | TAPE-FILER-MGMT | 10.24.48.64/26
41 |  | Storage Shelf
40
39
38
37 |  | Storage Shelf
36
35
34
33 |  | Storage Shelf
32
31
30
29 |  | Storage Shelf
28
27
26
25 |  | Head A | am3-opc-c5r306-zfs-1
24
23
22
21 |  | Head B | am3-opc-c5r306-zfs-2
20
19
18
17 |  | Storage Shelf
16
15
14
13 |  | Storage Shelf
12
11
10
9 |  | Storage Shelf
8
7
6
5 |  | Storage Shelf
4
3
2
1
0b | R | PDU 6441A | 32Amp 3-Phase High Voltage
0a | R | PDU 6441A | 32Amp 3-Phase High Voltage

## C5R307 -Compute (Guest2) -Zone4
|  |  |  | Media | Cable OR Optic Type | VLAN | Server Interface | Switch | Switch Interface | Media | Cable OR Optic Type | VLAN | Server Interface | Switch | Switch Interface | Media | Cable OR Optic Type | VLAN | Server Interface | Switch | Switch Interface
z307
RU | F/R | Overhead Patch Panels
U4
U3
U2
U1 | R | 24p LC Fibre - r108 u48 | 8p Copper - r108 u48
C5R307 - Compute GUEST - Dedicated
Serial #
RU | F/R | DEVICE | HOSTNAME
42 |  | Sun X5-2 PAAS Standard | nlclc5r307ru42-ilom | Copper | Cat6 | 614 | Net1 | am3-dc-c5r307-acc-1 | eth1/36 | Copper | Cat6 | 614 | Net2 | am3-dc-c5r307-acc-2 | eth1/36 | Copper | Cat6 | 20 | Net-Mgmt | am3-oob-c5r107-agg-1-104d | eth104/1/36
41 |  | Sun X5-2 PAAS Standard | nlclc5r307ru41-ilom | Copper | Cat6 | 614 | Net1 | am3-dc-c5r307-acc-1 | eth1/35 | Copper | Cat6 | 614 | Net2 | am3-dc-c5r307-acc-2 | eth1/35 | Copper | Cat6 | 20 | Net-Mgmt | am3-oob-c5r107-agg-1-104d | eth104/1/35
40 |  | Sun X5-2 PAAS Standard | nlclc5r307ru40-ilom | Copper | Cat6 | 614 | Net1 | am3-dc-c5r307-acc-1 | eth1/34 | Copper | Cat6 | 614 | Net2 | am3-dc-c5r307-acc-2 | eth1/34 | Copper | Cat6 | 20 | Net-Mgmt | am3-oob-c5r107-agg-1-104d | eth104/1/34
39 |  | Sun X5-2 PAAS Standard | nlclc5r307ru39-ilom | Copper | Cat6 | 614 | Net1 | am3-dc-c5r307-acc-1 | eth1/33 | Copper | Cat6 | 614 | Net2 | am3-dc-c5r307-acc-2 | eth1/33 | Copper | Cat6 | 20 | Net-Mgmt | am3-oob-c5r107-agg-1-104d | eth104/1/33
38 |  | Sun X5-2 PAAS Standard | nlclc5r307ru38-ilom | Copper | Cat6 | 614 | Net1 | am3-dc-c5r307-acc-1 | eth1/32 | Copper | Cat6 | 614 | Net2 | am3-dc-c5r307-acc-2 | eth1/32 | Copper | Cat6 | 20 | Net-Mgmt | am3-oob-c5r107-agg-1-104d | eth104/1/32
37 |  | Sun X5-2 PAAS Standard | nlclc5r307ru37-ilom | Copper | Cat6 | 614 | Net1 | am3-dc-c5r307-acc-1 | eth1/31 | Copper | Cat6 | 614 | Net2 | am3-dc-c5r307-acc-2 | eth1/31 | Copper | Cat6 | 20 | Net-Mgmt | am3-oob-c5r107-agg-1-104d | eth104/1/31
36 |  | Sun X5-2 PAAS Standard | nlclc5r307ru36-ilom | Copper | Cat6 | 614 | Net1 | am3-dc-c5r307-acc-1 | eth1/30 | Copper | Cat6 | 614 | Net2 | am3-dc-c5r307-acc-2 | eth1/30 | Copper | Cat6 | 20 | Net-Mgmt | am3-oob-c5r107-agg-1-104d | eth104/1/30
35 |  | Sun X5-2 PAAS Standard | nlclc5r307ru35-ilom | Copper | Cat6 | 614 | Net1 | am3-dc-c5r307-acc-1 | eth1/29 | Copper | Cat6 | 614 | Net2 | am3-dc-c5r307-acc-2 | eth1/29 | Copper | Cat6 | 20 | Net-Mgmt | am3-oob-c5r107-agg-1-104d | eth104/1/29
34 |  | Sun X5-2 PAAS Standard | nlclc5r307ru34-ilom | Copper | Cat6 | 614 | Net1 | am3-dc-c5r307-acc-1 | eth1/28 | Copper | Cat6 | 614 | Net2 | am3-dc-c5r307-acc-2 | eth1/28 | Copper | Cat6 | 20 | Net-Mgmt | am3-oob-c5r107-agg-1-104d | eth104/1/28
33 |  | Sun X5-2 PAAS Standard | nlclc5r307ru33-ilom | Copper | Cat6 | 614 | Net1 | am3-dc-c5r307-acc-1 | eth1/27 | Copper | Cat6 | 614 | Net2 | am3-dc-c5r307-acc-2 | eth1/27 | Copper | Cat6 | 20 | Net-Mgmt | am3-oob-c5r107-agg-1-104d | eth104/1/27
32 |  | Sun X5-2 PAAS Standard | nlclc5r307ru32-ilom | Copper | Cat6 | 614 | Net1 | am3-dc-c5r307-acc-1 | eth1/26 | Copper | Cat6 | 614 | Net2 | am3-dc-c5r307-acc-2 | eth1/26 | Copper | Cat6 | 20 | Net-Mgmt | am3-oob-c5r107-agg-1-104d | eth104/1/26
31 |  | Sun X5-2 PAAS Standard | nlclc5r307ru31-ilom | Copper | Cat6 | 614 | Net1 | am3-dc-c5r307-acc-1 | eth1/25 | Copper | Cat6 | 614 | Net2 | am3-dc-c5r307-acc-2 | eth1/25 | Copper | Cat6 | 20 | Net-Mgmt | am3-oob-c5r107-agg-1-104d | eth104/1/25
30 |  | Sun X5-2 PAAS Standard | nlclc5r307ru30-ilom | Copper | Cat6 | 614 | Net1 | am3-dc-c5r307-acc-1 | eth1/24 | Copper | Cat6 | 614 | Net2 | am3-dc-c5r307-acc-2 | eth1/24 | Copper | Cat6 | 20 | Net-Mgmt | am3-oob-c5r107-agg-1-104d | eth104/1/24
29 |  | Sun X5-2 PAAS Standard | nlclc5r307ru29-ilom | Copper | Cat6 | 614 | Net1 | am3-dc-c5r307-acc-1 | eth1/23 | Copper | Cat6 | 614 | Net2 | am3-dc-c5r307-acc-2 | eth1/23 | Copper | Cat6 | 20 | Net-Mgmt | am3-oob-c5r107-agg-1-104d | eth104/1/23
28 |  | Sun X5-2 PAAS Standard | nlclc5r307ru28-ilom | Copper | Cat6 | 614 | Net1 | am3-dc-c5r307-acc-1 | eth1/22 | Copper | Cat6 | 614 | Net2 | am3-dc-c5r307-acc-2 | eth1/22 | Copper | Cat6 | 20 | Net-Mgmt | am3-oob-c5r107-agg-1-104d | eth104/1/22
27 |  | Sun X5-2 PAAS Standard | nlclc5r307ru27-ilom | Copper | Cat6 | 614 | Net1 | am3-dc-c5r307-acc-1 | eth1/21 | Copper | Cat6 | 614 | Net2 | am3-dc-c5r307-acc-2 | eth1/21 | Copper | Cat6 | 20 | Net-Mgmt | am3-oob-c5r107-agg-1-104d | eth104/1/21
26 |  | Sun X5-2 PAAS Standard | nlclc5r307ru26-ilom | Copper | Cat6 | 614 | Net1 | am3-dc-c5r307-acc-1 | eth1/20 | Copper | Cat6 | 614 | Net2 | am3-dc-c5r307-acc-2 | eth1/20 | Copper | Cat6 | 20 | Net-Mgmt | am3-oob-c5r107-agg-1-104d | eth104/1/20
25 |  | Sun X5-2 PAAS Standard | nlclc5r307ru25-ilom | Copper | Cat6 | 614 | Net1 | am3-dc-c5r307-acc-1 | eth1/19 | Copper | Cat6 | 614 | Net2 | am3-dc-c5r307-acc-2 | eth1/19 | Copper | Cat6 | 20 | Net-Mgmt | am3-oob-c5r107-agg-1-104d | eth104/1/19
24 | R | Cisco 2248TM-E | am3-oob-c5r107-agg-1-104d
23 | R | Cable Manager (TBD)
22 | R | Cisco 6001T | am3-dc-c5r307-acc-1
21 | R | Cisco 6001T | am3-dc-c5r307-acc-2
20 | R | Cable Manager (TBD)
19 | F | Sun X5-2 PAAS Standard | nlclc5r307ru19-ilom | Copper | Cat6 | 614 | Net1 | am3-dc-c5r307-acc-1 | eth1/18 | Copper | Cat6 | 614 | Net2 | am3-dc-c5r307-acc-2 | eth1/18 | Copper | Cat6 | 20 | Net-Mgmt | am3-oob-c5r107-agg-1-104d | eth104/1/18
18 | F | Sun X5-2 PAAS Standard | nlclc5r307ru18-ilom | Copper | Cat6 | 614 | Net1 | am3-dc-c5r307-acc-1 | eth1/17 | Copper | Cat6 | 614 | Net2 | am3-dc-c5r307-acc-2 | eth1/17 | Copper | Cat6 | 20 | Net-Mgmt | am3-oob-c5r107-agg-1-104d | eth104/1/17
17 | F | Sun X5-2 PAAS Standard | nlclc5r307ru17-ilom | Copper | Cat6 | 614 | Net1 | am3-dc-c5r307-acc-1 | eth1/16 | Copper | Cat6 | 614 | Net2 | am3-dc-c5r307-acc-2 | eth1/16 | Copper | Cat6 | 20 | Net-Mgmt | am3-oob-c5r107-agg-1-104d | eth104/1/16
16 | F | Sun X5-2 PAAS Standard | nlclc5r307ru16-ilom | Copper | Cat6 | 614 | Net1 | am3-dc-c5r307-acc-1 | eth1/15 | Copper | Cat6 | 614 | Net2 | am3-dc-c5r307-acc-2 | eth1/15 | Copper | Cat6 | 20 | Net-Mgmt | am3-oob-c5r107-agg-1-104d | eth104/1/15
15 | F | Sun X5-2 PAAS Standard | nlclc5r307ru15-ilom | Copper | Cat6 | 614 | Net1 | am3-dc-c5r307-acc-1 | eth1/14 | Copper | Cat6 | 614 | Net2 | am3-dc-c5r307-acc-2 | eth1/14 | Copper | Cat6 | 20 | Net-Mgmt | am3-oob-c5r107-agg-1-104d | eth104/1/14
14 | F | Sun X5-2 PAAS Standard | nlclc5r307ru14-ilom | Copper | Cat6 | 614 | Net1 | am3-dc-c5r307-acc-1 | eth1/13 | Copper | Cat6 | 614 | Net2 | am3-dc-c5r307-acc-2 | eth1/13 | Copper | Cat6 | 20 | Net-Mgmt | am3-oob-c5r107-agg-1-104d | eth104/1/13
13 | F | Sun X5-2 PAAS Standard | nlclc5r307ru13-ilom | Copper | Cat6 | 614 | Net1 | am3-dc-c5r307-acc-1 | eth1/12 | Copper | Cat6 | 614 | Net2 | am3-dc-c5r307-acc-2 | eth1/12 | Copper | Cat6 | 20 | Net-Mgmt | am3-oob-c5r107-agg-1-104d | eth104/1/12
12 | F | Sun X5-2 PAAS Standard | nlclc5r307ru12-ilom | Copper | Cat6 | 614 | Net1 | am3-dc-c5r307-acc-1 | eth1/11 | Copper | Cat6 | 614 | Net2 | am3-dc-c5r307-acc-2 | eth1/11 | Copper | Cat6 | 20 | Net-Mgmt | am3-oob-c5r107-agg-1-104d | eth104/1/11
11 | F | Sun X5-2 PAAS Standard | nlclc5r307ru11-ilom | Copper | Cat6 | 614 | Net1 | am3-dc-c5r307-acc-1 | eth1/10 | Copper | Cat6 | 614 | Net2 | am3-dc-c5r307-acc-2 | eth1/10 | Copper | Cat6 | 20 | Net-Mgmt | am3-oob-c5r107-agg-1-104d | eth104/1/10
10 | F | Sun X5-2 PAAS Standard | nlclc5r307ru10-ilom | Copper | Cat6 | 614 | Net1 | am3-dc-c5r307-acc-1 | eth1/9 | Copper | Cat6 | 614 | Net2 | am3-dc-c5r307-acc-2 | eth1/9 | Copper | Cat6 | 20 | Net-Mgmt | am3-oob-c5r107-agg-1-104d | eth104/1/9
9 | F | Sun X5-2 PAAS Standard | nlclc5r307ru09-ilom | Copper | Cat6 | 614 | Net1 | am3-dc-c5r307-acc-1 | eth1/8 | Copper | Cat6 | 614 | Net2 | am3-dc-c5r307-acc-2 | eth1/8 | Copper | Cat6 | 20 | Net-Mgmt | am3-oob-c5r107-agg-1-104d | eth104/1/8
8 | F | Sun X5-2 PAAS Standard | nlclc5r307ru08-ilom | Copper | Cat6 | 614 | Net1 | am3-dc-c5r307-acc-1 | eth1/7 | Copper | Cat6 | 614 | Net2 | am3-dc-c5r307-acc-2 | eth1/7 | Copper | Cat6 | 20 | Net-Mgmt | am3-oob-c5r107-agg-1-104d | eth104/1/7
7 | F | Sun X5-2 PAAS Standard | nlclc5r307ru07-ilom | Copper | Cat6 | 614 | Net1 | am3-dc-c5r307-acc-1 | eth1/6 | Copper | Cat6 | 614 | Net2 | am3-dc-c5r307-acc-2 | eth1/6 | Copper | Cat6 | 20 | Net-Mgmt | am3-oob-c5r107-agg-1-104d | eth104/1/6
6 | F | Sun X5-2 PAAS Standard | nlclc5r307ru06-ilom | Copper | Cat6 | 614 | Net1 | am3-dc-c5r307-acc-1 | eth1/5 | Copper | Cat6 | 614 | Net2 | am3-dc-c5r307-acc-2 | eth1/5 | Copper | Cat6 | 20 | Net-Mgmt | am3-oob-c5r107-agg-1-104d | eth104/1/5
5 | F | Sun X5-2 PAAS Standard | nlclc5r307ru05-ilom | Copper | Cat6 | 614 | Net1 | am3-dc-c5r307-acc-1 | eth1/4 | Copper | Cat6 | 614 | Net2 | am3-dc-c5r307-acc-2 | eth1/4 | Copper | Cat6 | 20 | Net-Mgmt | am3-oob-c5r107-agg-1-104d | eth104/1/4
4 | F | Sun X5-2 PAAS Standard | nlclc5r307ru04-ilom | Copper | Cat6 | 614 | Net1 | am3-dc-c5r307-acc-1 | eth1/3 | Copper | Cat6 | 614 | Net2 | am3-dc-c5r307-acc-2 | eth1/3 | Copper | Cat6 | 20 | Net-Mgmt | am3-oob-c5r107-agg-1-104d | eth104/1/3
3 | F | Sun X5-2 PAAS Standard | nlclc5r307ru03-ilom | Copper | Cat6 | 614 | Net1 | am3-dc-c5r307-acc-1 | eth1/2 | Copper | Cat6 | 614 | Net2 | am3-dc-c5r307-acc-2 | eth1/2 | Copper | Cat6 | 20 | Net-Mgmt | am3-oob-c5r107-agg-1-104d | eth104/1/2
2 | F | Sun X5-2 PAAS Standard | nlclc5r307ru02-ilom | Copper | Cat6 | 614 | Net1 | am3-dc-c5r307-acc-1 | eth1/1 | Copper | Cat6 | 614 | Net2 | am3-dc-c5r307-acc-2 | eth1/1 | Copper | Cat6 | 20 | Net-Mgmt | am3-oob-c5r107-agg-1-104d | eth104/1/1
1 |  | SUPPORT BRACKET
0b |  | PDU | [13 empty] | Copper | Cat6 | 20 | Net-Mgmt | am3-oob-c5r107-agg-1-104d | eth104/1/48
0a |  | PDU |  |  | VLAN INFO | [10 empty] | Copper | Cat6 | 20 | Net-Mgmt | am3-oob-c5r107-agg-1-104d | eth104/1/47
[5 empty] | INTERFACE CATAGORY | VLAN | SECURITY VRF | FW ZONE | Subnet Details | Notes
[5 empty] | ILOM | 20 |  | DRAC | 10.24.8.0/21
[5 empty] | GUEST NETWORK | 614 | am3-dcz-v614-1 | am3-dcz-v614-1 | 100.65.32.0/19 | DC Zone4
[5 empty] | ADMIN CONTROL PLANE | 614 | am3-dcz-v614-1 | am3-dcz-v614-1 | 100.64.19.128/26 | DC Zone4

## c5r308-ZFS - Zone4
|  |  |  | Copper / Fiber | Cable OR Optic Type | Vlans | Device | Rack | RU | Interface | Patch Panel R U Interface | Patch Panel R U Interface | Device | Rack | RU | Interface | Optics
|  |  |  | Fiber | MMF (LC-LC) | 614 |  | c5r308 | U22 | PCI2-Net4 | z308 U1 P13 | c5r108 u43 P1 | am3-dc-c5r108-acc-1 | c5r108 | 10 | e1/19 | SFP+
z308 |  |  |  | Fiber | MMF (LC-LC) | 614 |  | c5r308 | U22 | PCI2-Net5 | z308 U1 P14 | c5r108 u43 P2 | am3-dc-c5r108-acc-2 | c5r108 | 12 | e1/19 | SFP+
RU | F/R | Overhead Patch Panels |  | Fiber | MMF (LC-LC) | 614 |  | c5r308 | U22 | PCI7-Net6 | z308 U1 P15 | c5r108 u43 P3 | am3-dc-c5r108-acc-1 | c5r108 | 10 | e1/20 | SFP+
U4 |  |  |  | Fiber | MMF (LC-LC) | 614 |  | c5r308 | U22 | PCI7-Net7 | z308 U1 P16 | c5r108 u43 P4 | am3-dc-c5r108-acc-2 | c5r108 | 12 | e1/20 | SFP+
U3 |  |  |  | Copper | Cat6 | 20 |  | c5r308 | U22 | ILOM | z308U1 P25 | c5r108 u43 P25 | am3-oob-c5r108-agg-1-100d | c5r108 | 2 | e100/1/26 | Copper SFP
U2 |  |  |  | Copper | Cat6 - po101 | 633 |  | c5r308 | U22 | Net0 | z308U1 P26 | c5r108 u43 P26 | am3-dc-c5r108-acc-1 | c5r108 | 10 | e1/21 | Copper SFP
U1 | R | 24p LC Fibre - r108 u43 | 8p Copper - r108 u43 | Copper | Cat6 - po101 | 633 |  | c5r308 | U22 | Net1 | z308U1 P27 | c5r108 u43 P27 | am3-dc-c5r108-acc-2 | c5r108 | 12 | e1/21 | Copper SFP
|  |  |  | Fiber | MMF (LC-LC) | 614 |  | c5r308 | 18 | PCI2-Net4 | z308 U1 P17 | c5r108 u43 P5 | am3-dc-c5r108-acc-1 | c5r108 | 10 | e1/22 | SFP+
|  |  |  | Fiber | MMF (LC-LC) | 614 |  | c5r308 | 18 | PCI2-Net5 | z308 U1 P18 | c5r108 u43 P6 | am3-dc-c5r108-acc-2 | c5r108 | 12 | e1/22 | SFP+
|  |  |  | Fiber | MMF (LC-LC) | 614 |  | c5r308 | 18 | PCI7-Net6 | z308 U1 P19 | c5r108 u43 P7 | am3-dc-c5r108-acc-1 | c5r108 | 10 | e1/23 | SFP+
|  |  |  | Fiber | MMF (LC-LC) | 614 |  | c5r308 | 18 | PCI7-Net7 | z308 U1 P20 | c5r108 u43 P8 | am3-dc-c5r108-acc-2 | c5r108 | 12 | e1/23 | SFP+
|  |  |  | Copper | Cat6 | 20 |  | c5r308 | 18 | ILOM | z308 U1 P28 | c5r108 u43 P28 | am3-oob-c5r108-agg-1-100d | c5r108 | 2 | e100/1/27 | Copper SFP
|  |  |  | Copper | Cat6 - po102 | 633 |  | c5r308 | 18 | Net2 | z308 U1 P29 | c5r108 u43 P29 | am3-dc-c5r108-acc-1 | c5r108 | 10 | e1/24 | Copper SFP
|  |  |  | Copper | Cat6 - po102 | 633 |  | c5r308 | 18 | Net3 | z308 U1 P30 | c5r108 u43 P30 | am3-dc-c5r108-acc-2 | c5r108 | 12 | e1/24 | Copper SFP
C5R308 - ZS 4-4 - Config 71 |  |  |  | VLAN INFO
Serial # |  |  |  | INTERFACE CATAGORY | VLAN | SECURITY VRF | FW ZONE | Subnet Details | Notes
RU | F/R | DEVICE | HOSTNAME | ILOM | 20 |  | DRAC | 10.24.8.0/21
42 |  |  |  | GUEST NETWORK | 614 | am3-dcz-v614-1 | am3-dcz-v614-1 | 100.64.19.192/26
41 |  | Storage Shelf |  | STOR-MGMT | 633 | am3-tapefilermgmt-paas-v633-1 | TAPE-FILER-MGMT | 10.24.48.64/26
40
39
38
37 |  | Storage Shelf
36
35
34
33 |  | Storage Shelf
32
31
30
29 |  | Storage Shelf
28
27
26
25 |  | Head A | am3-opc-c5r308-zfs-1
24
23
22
21 |  | Head B | am3-opc-c5r308-zfs-2
20
19
18
17 |  | Storage Shelf
16
15
14
13 |  | Storage Shelf
12
11
10
9 |  | Storage Shelf
8
7
6
5 |  | Storage Shelf
4
3
2
1
0b | R | PDU 6441A | 32Amp 3-Phase High Voltage
0a | R | PDU 6441A | 32Amp 3-Phase High Voltage

## C5R309 -Compute (Admin) - Z3-4
|  |  |  | Media | Cable OR Optic Type | VLAN | Server Interface | Switch | Switch Interface | Media | Cable OR Optic Type | VLAN | Server Interface | Switch | Switch Interface | Media | Cable OR Optic Type | VLAN | Server Interface | Switch | Switch Interface
z309
RU | F/R | Overhead Patch Panels
U4
U3
U2
U1 | R | 24p LC Fibre - r108 u46 | 8p Copper - r108 u46
C5R309 - PaaS - Admin Compute
Serial #
RU | F/R | DEVICE | HOSTNAME
42 |  | Sun X5-2 PAAS Standard | nlclc5r309ru42-ilom | Copper | Cat6 | 614 | Net1 | am3-dc-c5r309-acc-1 | eth1/36 | Copper | Cat6 | 614 | Net2 | am3-dc-c5r309-acc-2 | eth1/36 | Copper | Cat6 | 20 | Net-Mgmt | am3-oob-c5r107-agg-1-105d | eth105/1/36
41 |  | Sun X5-2 PAAS Standard | nlclc5r309ru41-ilom | Copper | Cat6 | 614 | Net1 | am3-dc-c5r309-acc-1 | eth1/35 | Copper | Cat6 | 614 | Net2 | am3-dc-c5r309-acc-2 | eth1/35 | Copper | Cat6 | 20 | Net-Mgmt | am3-oob-c5r107-agg-1-105d | eth105/1/35
40 |  | Sun X5-2 PAAS Standard | nlclc5r309ru40-ilom | Copper | Cat6 | 614 | Net1 | am3-dc-c5r309-acc-1 | eth1/34 | Copper | Cat6 | 614 | Net2 | am3-dc-c5r309-acc-2 | eth1/34 | Copper | Cat6 | 20 | Net-Mgmt | am3-oob-c5r107-agg-1-105d | eth105/1/34
39 |  | Sun X5-2 PAAS Standard | nlclc5r309ru39-ilom | Copper | Cat6 | 614 | Net1 | am3-dc-c5r309-acc-1 | eth1/33 | Copper | Cat6 | 614 | Net2 | am3-dc-c5r309-acc-2 | eth1/33 | Copper | Cat6 | 20 | Net-Mgmt | am3-oob-c5r107-agg-1-105d | eth105/1/33
38 |  | Sun X5-2 PAAS Standard | nlclc5r309ru38-ilom | Copper | Cat6 | 614 | Net1 | am3-dc-c5r309-acc-1 | eth1/32 | Copper | Cat6 | 614 | Net2 | am3-dc-c5r309-acc-2 | eth1/32 | Copper | Cat6 | 20 | Net-Mgmt | am3-oob-c5r107-agg-1-105d | eth105/1/32
37 |  | Sun X5-2 PAAS Standard | nlclc5r309ru37-ilom | Copper | Cat6 | 614 | Net1 | am3-dc-c5r309-acc-1 | eth1/31 | Copper | Cat6 | 614 | Net2 | am3-dc-c5r309-acc-2 | eth1/31 | Copper | Cat6 | 20 | Net-Mgmt | am3-oob-c5r107-agg-1-105d | eth105/1/31
36 |  | Sun X5-2 PAAS Standard | nlclc5r309ru36-ilom | Copper | Cat6 | 614 | Net1 | am3-dc-c5r309-acc-1 | eth1/30 | Copper | Cat6 | 614 | Net2 | am3-dc-c5r309-acc-2 | eth1/30 | Copper | Cat6 | 20 | Net-Mgmt | am3-oob-c5r107-agg-1-105d | eth105/1/30
35 |  | Sun X5-2 PAAS Standard | nlclc5r309ru35-ilom | Copper | Cat6 | 614 | Net1 | am3-dc-c5r309-acc-1 | eth1/29 | Copper | Cat6 | 614 | Net2 | am3-dc-c5r309-acc-2 | eth1/29 | Copper | Cat6 | 20 | Net-Mgmt | am3-oob-c5r107-agg-1-105d | eth105/1/29
34 |  | Sun X5-2 PAAS Standard | nlclc5r309ru34-ilom | Copper | Cat6 | 614 | Net1 | am3-dc-c5r309-acc-1 | eth1/28 | Copper | Cat6 | 614 | Net2 | am3-dc-c5r309-acc-2 | eth1/28 | Copper | Cat6 | 20 | Net-Mgmt | am3-oob-c5r107-agg-1-105d | eth105/1/28
33 |  | Sun X5-2 PAAS Standard | nlclc5r309ru33-ilom | Copper | Cat6 | 614 | Net1 | am3-dc-c5r309-acc-1 | eth1/27 | Copper | Cat6 | 614 | Net2 | am3-dc-c5r309-acc-2 | eth1/27 | Copper | Cat6 | 20 | Net-Mgmt | am3-oob-c5r107-agg-1-105d | eth105/1/27
32 |  | Sun X5-2 PAAS Standard | nlclc5r309ru32-ilom | Copper | Cat6 | 614 | Net1 | am3-dc-c5r309-acc-1 | eth1/26 | Copper | Cat6 | 614 | Net2 | am3-dc-c5r309-acc-2 | eth1/26 | Copper | Cat6 | 20 | Net-Mgmt | am3-oob-c5r107-agg-1-105d | eth105/1/26
31 |  | Sun X5-2 PAAS Standard | nlclc5r309ru31-ilom | Copper | Cat6 | 614 | Net1 | am3-dc-c5r309-acc-1 | eth1/25 | Copper | Cat6 | 614 | Net2 | am3-dc-c5r309-acc-2 | eth1/25 | Copper | Cat6 | 20 | Net-Mgmt | am3-oob-c5r107-agg-1-105d | eth105/1/25
30 |  | Sun X5-2 PAAS Standard | nlclc5r309ru30-ilom | Copper | Cat6 | 614 | Net1 | am3-dc-c5r309-acc-1 | eth1/24 | Copper | Cat6 | 614 | Net2 | am3-dc-c5r309-acc-2 | eth1/24 | Copper | Cat6 | 20 | Net-Mgmt | am3-oob-c5r107-agg-1-105d | eth105/1/24
29 |  | Sun X5-2 PAAS Standard | nlclc5r309ru29-ilom | Copper | Cat6 | 614 | Net1 | am3-dc-c5r309-acc-1 | eth1/23 | Copper | Cat6 | 614 | Net2 | am3-dc-c5r309-acc-2 | eth1/23 | Copper | Cat6 | 20 | Net-Mgmt | am3-oob-c5r107-agg-1-105d | eth105/1/23
28 |  | Sun X5-2 PAAS Standard | nlclc5r309ru28-ilom | Copper | Cat6 | 614 | Net1 | am3-dc-c5r309-acc-1 | eth1/22 | Copper | Cat6 | 614 | Net2 | am3-dc-c5r309-acc-2 | eth1/22 | Copper | Cat6 | 20 | Net-Mgmt | am3-oob-c5r107-agg-1-105d | eth105/1/22
27 |  | Sun X5-2 PAAS Standard | nlclc5r309ru27-ilom | Copper | Cat6 | 614 | Net1 | am3-dc-c5r309-acc-1 | eth1/21 | Copper | Cat6 | 614 | Net2 | am3-dc-c5r309-acc-2 | eth1/21 | Copper | Cat6 | 20 | Net-Mgmt | am3-oob-c5r107-agg-1-105d | eth105/1/21
26 |  | Sun X5-2 PAAS Standard | nlclc5r309ru26-ilom | Copper | Cat6 | 614 | Net1 | am3-dc-c5r309-acc-1 | eth1/20 | Copper | Cat6 | 614 | Net2 | am3-dc-c5r309-acc-2 | eth1/20 | Copper | Cat6 | 20 | Net-Mgmt | am3-oob-c5r107-agg-1-105d | eth105/1/20
25 |  | Sun X5-2 PAAS Standard | nlclc5r309ru25-ilom | Copper | Cat6 | 614 | Net1 | am3-dc-c5r309-acc-1 | eth1/19 | Copper | Cat6 | 614 | Net2 | am3-dc-c5r309-acc-2 | eth1/19 | Copper | Cat6 | 20 | Net-Mgmt | am3-oob-c5r107-agg-1-105d | eth105/1/19
24 | R | Cisco 2248TM-E | am3-oob-c5r107-agg-1-105d
23 | R | Cable Manager (TBD)
22 | R | Cisco 6001T | am3-dc-c5r309-acc-1
21 | R | Cisco 6001T | am3-dc-c5r309-acc-2
20 | R | Cable Manager (TBD)
19 | F | Sun X5-2 PAAS Standard | nlclc5r309ru19-ilom | Copper | Cat6 | 615 | Net1 | am3-dc-c5r309-acc-1 | eth1/18 | Copper | Cat6 | 615 | Net2 | am3-dc-c5r309-acc-2 | eth1/18 | Copper | Cat6 | 20 | Net-Mgmt | am3-oob-c5r107-agg-1-105d | eth105/1/18
18 | F | Sun X5-2 PAAS Standard | nlclc5r309ru18-ilom | Copper | Cat6 | 615 | Net1 | am3-dc-c5r309-acc-1 | eth1/17 | Copper | Cat6 | 615 | Net2 | am3-dc-c5r309-acc-2 | eth1/17 | Copper | Cat6 | 20 | Net-Mgmt | am3-oob-c5r107-agg-1-105d | eth105/1/17
17 | F | Sun X5-2 PAAS Standard | nlclc5r309ru17-ilom | Copper | Cat6 | 615 | Net1 | am3-dc-c5r309-acc-1 | eth1/16 | Copper | Cat6 | 615 | Net2 | am3-dc-c5r309-acc-2 | eth1/16 | Copper | Cat6 | 20 | Net-Mgmt | am3-oob-c5r107-agg-1-105d | eth105/1/16
16 | F | Sun X5-2 PAAS Standard | nlclc5r309ru16-ilom | Copper | Cat6 | 615 | Net1 | am3-dc-c5r309-acc-1 | eth1/15 | Copper | Cat6 | 615 | Net2 | am3-dc-c5r309-acc-2 | eth1/15 | Copper | Cat6 | 20 | Net-Mgmt | am3-oob-c5r107-agg-1-105d | eth105/1/15
15 | F | Sun X5-2 PAAS Standard | nlclc5r309ru15-ilom | Copper | Cat6 | 615 | Net1 | am3-dc-c5r309-acc-1 | eth1/14 | Copper | Cat6 | 615 | Net2 | am3-dc-c5r309-acc-2 | eth1/14 | Copper | Cat6 | 20 | Net-Mgmt | am3-oob-c5r107-agg-1-105d | eth105/1/14
14 | F | Sun X5-2 PAAS Standard | nlclc5r309ru14-ilom | Copper | Cat6 | 615 | Net1 | am3-dc-c5r309-acc-1 | eth1/13 | Copper | Cat6 | 615 | Net2 | am3-dc-c5r309-acc-2 | eth1/13 | Copper | Cat6 | 20 | Net-Mgmt | am3-oob-c5r107-agg-1-105d | eth105/1/13
13 | F | Sun X5-2 PAAS Standard | nlclc5r309ru13-ilom | Copper | Cat6 | 615 | Net1 | am3-dc-c5r309-acc-1 | eth1/12 | Copper | Cat6 | 615 | Net2 | am3-dc-c5r309-acc-2 | eth1/12 | Copper | Cat6 | 20 | Net-Mgmt | am3-oob-c5r107-agg-1-105d | eth105/1/12
12 | F | Sun X5-2 PAAS Standard | nlclc5r309ru12-ilom | Copper | Cat6 | 615 | Net1 | am3-dc-c5r309-acc-1 | eth1/11 | Copper | Cat6 | 615 | Net2 | am3-dc-c5r309-acc-2 | eth1/11 | Copper | Cat6 | 20 | Net-Mgmt | am3-oob-c5r107-agg-1-105d | eth105/1/11
11 | F | Sun X5-2 PAAS Standard | nlclc5r309ru11-ilom | Copper | Cat6 | 615 | Net1 | am3-dc-c5r309-acc-1 | eth1/10 | Copper | Cat6 | 615 | Net2 | am3-dc-c5r309-acc-2 | eth1/10 | Copper | Cat6 | 20 | Net-Mgmt | am3-oob-c5r107-agg-1-105d | eth105/1/10
10 | F | Sun X5-2 PAAS Standard | nlclc5r309ru10-ilom | Copper | Cat6 | 615 | Net1 | am3-dc-c5r309-acc-1 | eth1/9 | Copper | Cat6 | 615 | Net2 | am3-dc-c5r309-acc-2 | eth1/9 | Copper | Cat6 | 20 | Net-Mgmt | am3-oob-c5r107-agg-1-105d | eth105/1/9
9 | F | Sun X5-2 PAAS Standard | nlclc5r309ru09-ilom | Copper | Cat6 | 615 | Net1 | am3-dc-c5r309-acc-1 | eth1/8 | Copper | Cat6 | 615 | Net2 | am3-dc-c5r309-acc-2 | eth1/8 | Copper | Cat6 | 20 | Net-Mgmt | am3-oob-c5r107-agg-1-105d | eth105/1/8
8 | F | Sun X5-2 PAAS Standard | nlclc5r309ru08-ilom | Copper | Cat6 | 615 | Net1 | am3-dc-c5r309-acc-1 | eth1/7 | Copper | Cat6 | 615 | Net2 | am3-dc-c5r309-acc-2 | eth1/7 | Copper | Cat6 | 20 | Net-Mgmt | am3-oob-c5r107-agg-1-105d | eth105/1/7
7 | F | Sun X5-2 PAAS Standard | nlclc5r309ru07-ilom | Copper | Cat6 | 615 | Net1 | am3-dc-c5r309-acc-1 | eth1/6 | Copper | Cat6 | 615 | Net2 | am3-dc-c5r309-acc-2 | eth1/6 | Copper | Cat6 | 20 | Net-Mgmt | am3-oob-c5r107-agg-1-105d | eth105/1/6
6 | F | Sun X5-2 PAAS Standard | nlclc5r309ru06-ilom | Copper | Cat6 | 615 | Net1 | am3-dc-c5r309-acc-1 | eth1/5 | Copper | Cat6 | 615 | Net2 | am3-dc-c5r309-acc-2 | eth1/5 | Copper | Cat6 | 20 | Net-Mgmt | am3-oob-c5r107-agg-1-105d | eth105/1/5
5 | F | Sun X5-2 PAAS Standard | nlclc5r309ru05-ilom | Copper | Cat6 | 615 | Net1 | am3-dc-c5r309-acc-1 | eth1/4 | Copper | Cat6 | 615 | Net2 | am3-dc-c5r309-acc-2 | eth1/4 | Copper | Cat6 | 20 | Net-Mgmt | am3-oob-c5r107-agg-1-105d | eth105/1/4
4 | F | Sun X5-2 PAAS Standard | nlclc5r309ru04-ilom | Copper | Cat6 | 615 | Net1 | am3-dc-c5r309-acc-1 | eth1/3 | Copper | Cat6 | 615 | Net2 | am3-dc-c5r309-acc-2 | eth1/3 | Copper | Cat6 | 20 | Net-Mgmt | am3-oob-c5r107-agg-1-105d | eth105/1/3
3 | F | Sun X5-2 PAAS Standard | nlclc5r309ru03-ilom | Copper | Cat6 | 615 | Net1 | am3-dc-c5r309-acc-1 | eth1/2 | Copper | Cat6 | 615 | Net2 | am3-dc-c5r309-acc-2 | eth1/2 | Copper | Cat6 | 20 | Net-Mgmt | am3-oob-c5r107-agg-1-105d | eth105/1/2
2 | F | Sun X5-2 PAAS Standard | nlclc5r309ru02-ilom | Copper | Cat6 | 615 | Net1 | am3-dc-c5r309-acc-1 | eth1/1 | Copper | Cat6 | 615 | Net2 | am3-dc-c5r309-acc-2 | eth1/1 | Copper | Cat6 | 20 | Net-Mgmt | am3-oob-c5r107-agg-1-105d | eth105/1/1
1 |  | SUPPORT BRACKET
0b |  | PDU | [13 empty] | Copper | Cat6 | 20 | Net-Mgmt | am3-oob-c5r107-agg-1-105d | eth105/1/48
0a |  | PDU |  |  | VLAN INFO | [10 empty] | Copper | Cat6 | 20 | Net-Mgmt | am3-oob-c5r107-agg-1-105d | eth105/1/47
[5 empty] | INTERFACE CATAGORY | VLAN | SECURITY VRF | FW ZONE | Subnet Details | Notes
[5 empty] | ILOM | 20 |  | DRAC | 10.24.8.0/21
[5 empty] | ADMIN CLUSTER | 614 | am3-dcz-v614-1 | am3-dcz-v614-1 | 100.64.19.0/26 | DC Zone4
[5 empty] | ADMIN CLUSTER | 615 | am3-dcz-v615-1 | am3-dcz-v615-1 | 100.64.18.0/26 | DC Zone3

## c5r310-ZFS - Zone3
|  |  |  | Copper / Fiber | Cable OR Optic Type | Vlans | Device | Rack | RU | Interface | Patch Panel R U Interface | Patch Panel R U Interface | Device | Rack | RU | Interface | Optics
|  |  |  | Fiber | MMF (LC-LC) | 615 |  | c5r310 | U22 | PCI2-Net4 | z310 U1 P13 | c5r108 u41 P1 | am3-dc-c5r108-acc-1 | c5r108 | 10 | e1/1 | SFP+
z310 |  |  |  | Fiber | MMF (LC-LC) | 615 |  | c5r310 | U22 | PCI2-Net5 | z310 U1 P14 | c5r108 u41 P2 | am3-dc-c5r108-acc-2 | c5r108 | 12 | e1/1 | SFP+
RU | F/R | Overhead Patch Panels |  | Fiber | MMF (LC-LC) | 615 |  | c5r310 | U22 | PCI7-Net6 | z310 U1 P15 | c5r108 u41 P3 | am3-dc-c5r108-acc-1 | c5r108 | 10 | e1/2 | SFP+
U4 |  |  |  | Fiber | MMF (LC-LC) | 615 |  | c5r310 | U22 | PCI7-Net7 | z310 U1 P16 | c5r108 u41 P4 | am3-dc-c5r108-acc-2 | c5r108 | 12 | e1/2 | SFP+
U3 |  |  |  | Copper | Cat6 | 20 |  | c5r310 | U22 | ILOM | z310U1 P25 | c5r108 u41 P25 | am3-oob-c5r108-agg-1-100d | c5r108 | 2 | e100/1/20 | Copper SFP
U2 |  |  |  | Copper | Cat6 - po101 | 633 |  | c5r310 | U22 | Net0 | z310U1 P26 | c5r108 u41 P26 | am3-dc-c5r108-acc-1 | c5r108 | 10 | e1/3 | Copper SFP
U1 | R | 24p LC Fibre - r108 u41 | 8p Copper - r108 u41 | Copper | Cat6 - po101 | 633 |  | c5r310 | U22 | Net1 | z310U1 P27 | c5r108 u41 P27 | am3-dc-c5r108-acc-2 | c5r108 | 12 | e1/3 | Copper SFP
|  |  |  | Fiber | MMF (LC-LC) | 615 |  | c5r310 | 18 | PCI2-Net4 | z310 U1 P17 | c5r108 u41 P5 | am3-dc-c5r108-acc-1 | c5r108 | 10 | e1/4 | SFP+
|  |  |  | Fiber | MMF (LC-LC) | 615 |  | c5r310 | 18 | PCI2-Net5 | z310 U1 P18 | c5r108 u41 P6 | am3-dc-c5r108-acc-2 | c5r108 | 12 | e1/4 | SFP+
C5R310 - ZS 4-4 - Config 71 |  |  |  | Fiber | MMF (LC-LC) | 615 |  | c5r310 | 18 | PCI7-Net6 | z310 U1 P19 | c5r108 u41 P7 | am3-dc-c5r108-acc-1 | c5r108 | 10 | e1/5 | SFP+
Serial # |  |  |  | Fiber | MMF (LC-LC) | 615 |  | c5r310 | 18 | PCI7-Net7 | z310 U1 P20 | c5r108 u41 P8 | am3-dc-c5r108-acc-2 | c5r108 | 12 | e1/5 | SFP+
RU | F/R | DEVICE | HOSTNAME | Copper | Cat6 | 20 |  | c5r310 | 18 | ILOM | z310 U1 P28 | c5r108 u41 P28 | am3-oob-c5r108-agg-1-100d | c5r108 | 2 | e100/1/21 | Copper SFP
42 |  |  |  | Copper | Cat6 - po102 | 633 |  | c5r310 | 18 | Net2 | z310 U1 P29 | c5r108 u41 P29 | am3-dc-c5r108-acc-1 | c5r108 | 10 | e1/6 | Copper SFP
41 |  | Storage Shelf |  | Copper | Cat6 - po102 | 633 |  | c5r310 | 18 | Net3 | z310 U1 P30 | c5r108 u41 P30 | am3-dc-c5r108-acc-2 | c5r108 | 12 | e1/6 | Copper SFP
40
39
38 |  |  |  | VLAN INFO
37 |  | Storage Shelf |  | INTERFACE CATAGORY | VLAN | SECURITY VRF | FW ZONE | Subnet Details
36 |  |  |  | ILOM | 20 |  | DRAC | 10.24.8.0/21
35 |  |  |  | GUEST NETWORK | 615 | am3-dcz-v615-1 | am3-dcz-v615-1 | 100.64.18.192/26
34 |  |  |  | STOR-MGMT | 633 | am3-tapefilermgmt-paas-v633-1 | TAPE-FILER-MGMT | 10.24.48.64/26
33 |  | Storage Shelf
32
31
30
29 |  | Storage Shelf
28
27
26
25 |  | Head A | am3-opc-c5r310-zfs-1
24
23
22
21 |  | Head B | am3-opc-c5r310-zfs-2
20
19
18
17 |  | Storage Shelf
16
15
14
13 |  | Storage Shelf
12
11
10
9 |  | Storage Shelf
8
7
6
5 |  | Storage Shelf
4
3
2
1
0b | R | PDU 6441A | 32Amp 3-Phase High Voltage
0a | R | PDU 6441A | 32Amp 3-Phase High Voltage

## C5R311 -Compute (Guest1) -Zone3
|  |  |  | Media | Cable OR Optic Type | VLAN | Server Interface | Switch | Switch Interface | Media | Cable OR Optic Type | VLAN | Server Interface | Switch | Switch Interface | Media | Cable OR Optic Type | VLAN | Server Interface | Switch | Switch Interface
z311
RU | F/R | Overhead Patch Panels
U4
U3
U2
U1 | R | 24p LC Fibre - r108 u45 | 8p Copper - r108 u45
C5R311 - PaaS - Compute
Serial #
RU | F/R | DEVICE | HOSTNAME | Copper | Cat6 | 615 | Net1 | am3-dc-c5r311-acc-1 | eth1/36 | Copper | Cat6 | 615 | Net2 | am3-dc-c5r311-acc-2 | eth1/36 | Copper | Cat6 | 20 | Net-Mgmt | am3-oob-c5r107-agg-1-106d | eth106/1/36
42 |  | Sun X5-2 PAAS Standard | nlclc5r311ru42-ilom | Copper | Cat6 | 615 | Net1 | am3-dc-c5r311-acc-1 | eth1/35 | Copper | Cat6 | 615 | Net2 | am3-dc-c5r311-acc-2 | eth1/35 | Copper | Cat6 | 20 | Net-Mgmt | am3-oob-c5r107-agg-1-106d | eth106/1/35
41 |  | Sun X5-2 PAAS Standard | nlclc5r311ru41-ilom | Copper | Cat6 | 615 | Net1 | am3-dc-c5r311-acc-1 | eth1/34 | Copper | Cat6 | 615 | Net2 | am3-dc-c5r311-acc-2 | eth1/34 | Copper | Cat6 | 20 | Net-Mgmt | am3-oob-c5r107-agg-1-106d | eth106/1/34
40 |  | Sun X5-2 PAAS Standard | nlclc5r311ru40-ilom | Copper | Cat6 | 615 | Net1 | am3-dc-c5r311-acc-1 | eth1/33 | Copper | Cat6 | 615 | Net2 | am3-dc-c5r311-acc-2 | eth1/33 | Copper | Cat6 | 20 | Net-Mgmt | am3-oob-c5r107-agg-1-106d | eth106/1/33
39 |  | Sun X5-2 PAAS Standard | nlclc5r311ru39-ilom | Copper | Cat6 | 615 | Net1 | am3-dc-c5r311-acc-1 | eth1/32 | Copper | Cat6 | 615 | Net2 | am3-dc-c5r311-acc-2 | eth1/32 | Copper | Cat6 | 20 | Net-Mgmt | am3-oob-c5r107-agg-1-106d | eth106/1/32
38 |  | Sun X5-2 PAAS Standard | nlclc5r311ru38-ilom | Copper | Cat6 | 615 | Net1 | am3-dc-c5r311-acc-1 | eth1/31 | Copper | Cat6 | 615 | Net2 | am3-dc-c5r311-acc-2 | eth1/31 | Copper | Cat6 | 20 | Net-Mgmt | am3-oob-c5r107-agg-1-106d | eth106/1/31
37 |  | Sun X5-2 PAAS Standard | nlclc5r311ru37-ilom | Copper | Cat6 | 615 | Net1 | am3-dc-c5r311-acc-1 | eth1/30 | Copper | Cat6 | 615 | Net2 | am3-dc-c5r311-acc-2 | eth1/30 | Copper | Cat6 | 20 | Net-Mgmt | am3-oob-c5r107-agg-1-106d | eth106/1/30
36 |  | Sun X5-2 PAAS Standard | nlclc5r311ru36-ilom | Copper | Cat6 | 615 | Net1 | am3-dc-c5r311-acc-1 | eth1/29 | Copper | Cat6 | 615 | Net2 | am3-dc-c5r311-acc-2 | eth1/29 | Copper | Cat6 | 20 | Net-Mgmt | am3-oob-c5r107-agg-1-106d | eth106/1/29
35 |  | Sun X5-2 PAAS Standard | nlclc5r311ru35-ilom | Copper | Cat6 | 615 | Net1 | am3-dc-c5r311-acc-1 | eth1/28 | Copper | Cat6 | 615 | Net2 | am3-dc-c5r311-acc-2 | eth1/28 | Copper | Cat6 | 20 | Net-Mgmt | am3-oob-c5r107-agg-1-106d | eth106/1/28
34 |  | Sun X5-2 PAAS Standard | nlclc5r311ru34-ilom | Copper | Cat6 | 615 | Net1 | am3-dc-c5r311-acc-1 | eth1/27 | Copper | Cat6 | 615 | Net2 | am3-dc-c5r311-acc-2 | eth1/27 | Copper | Cat6 | 20 | Net-Mgmt | am3-oob-c5r107-agg-1-106d | eth106/1/27
33 |  | Sun X5-2 PAAS Standard | nlclc5r311ru33-ilom | Copper | Cat6 | 615 | Net1 | am3-dc-c5r311-acc-1 | eth1/26 | Copper | Cat6 | 615 | Net2 | am3-dc-c5r311-acc-2 | eth1/26 | Copper | Cat6 | 20 | Net-Mgmt | am3-oob-c5r107-agg-1-106d | eth106/1/26
32 |  | Sun X5-2 PAAS Standard | nlclc5r311ru32-ilom | Copper | Cat6 | 615 | Net1 | am3-dc-c5r311-acc-1 | eth1/25 | Copper | Cat6 | 615 | Net2 | am3-dc-c5r311-acc-2 | eth1/25 | Copper | Cat6 | 20 | Net-Mgmt | am3-oob-c5r107-agg-1-106d | eth106/1/25
31 |  | Sun X5-2 PAAS Standard | nlclc5r311ru31-ilom | Copper | Cat6 | 615 | Net1 | am3-dc-c5r311-acc-1 | eth1/24 | Copper | Cat6 | 615 | Net2 | am3-dc-c5r311-acc-2 | eth1/24 | Copper | Cat6 | 20 | Net-Mgmt | am3-oob-c5r107-agg-1-106d | eth106/1/24
30 |  | Sun X5-2 PAAS Standard | nlclc5r311ru30-ilom | Copper | Cat6 | 615 | Net1 | am3-dc-c5r311-acc-1 | eth1/23 | Copper | Cat6 | 615 | Net2 | am3-dc-c5r311-acc-2 | eth1/23 | Copper | Cat6 | 20 | Net-Mgmt | am3-oob-c5r107-agg-1-106d | eth106/1/23
29 |  | Sun X5-2 PAAS Standard | nlclc5r311ru29-ilom | Copper | Cat6 | 615 | Net1 | am3-dc-c5r311-acc-1 | eth1/22 | Copper | Cat6 | 615 | Net2 | am3-dc-c5r311-acc-2 | eth1/22 | Copper | Cat6 | 20 | Net-Mgmt | am3-oob-c5r107-agg-1-106d | eth106/1/22
28 |  | Sun X5-2 PAAS Standard | nlclc5r311ru28-ilom | Copper | Cat6 | 615 | Net1 | am3-dc-c5r311-acc-1 | eth1/21 | Copper | Cat6 | 615 | Net2 | am3-dc-c5r311-acc-2 | eth1/21 | Copper | Cat6 | 20 | Net-Mgmt | am3-oob-c5r107-agg-1-106d | eth106/1/21
27 |  | Sun X5-2 PAAS Standard | nlclc5r311ru27-ilom | Copper | Cat6 | 615 | Net1 | am3-dc-c5r311-acc-1 | eth1/20 | Copper | Cat6 | 615 | Net2 | am3-dc-c5r311-acc-2 | eth1/20 | Copper | Cat6 | 20 | Net-Mgmt | am3-oob-c5r107-agg-1-106d | eth106/1/20
26 |  | Sun X5-2 PAAS Standard | nlclc5r311ru26-ilom | Copper | Cat6 | 615 | Net1 | am3-dc-c5r311-acc-1 | eth1/19 | Copper | Cat6 | 615 | Net2 | am3-dc-c5r311-acc-2 | eth1/19 | Copper | Cat6 | 20 | Net-Mgmt | am3-oob-c5r107-agg-1-106d | eth106/1/19
25 |  | Sun X5-2 PAAS Standard | nlclc5r311ru25-ilom
24 | R | Cisco 2248TM-E | am3-oob-c5r107-agg-1-106d
23 | R | Cable Manager (TBD)
22 | R | Cisco 6001T | am3-dc-c5r311-acc-1
21 | R | Cisco 6001T | am3-dc-c5r311-acc-2
20 | R | Cable Manager (TBD) |  | Copper | Cat6 | 615 | Net1 | am3-dc-c5r311-acc-1 | eth1/18 | Copper | Cat6 | 615 | Net2 | am3-dc-c5r311-acc-2 | eth1/18 | Copper | Cat6 | 20 | Net-Mgmt | am3-oob-c5r107-agg-1-106d | eth106/1/18
19 | F | Sun X5-2 PAAS Standard | nlclc5r311ru19-ilom | Copper | Cat6 | 615 | Net1 | am3-dc-c5r311-acc-1 | eth1/17 | Copper | Cat6 | 615 | Net2 | am3-dc-c5r311-acc-2 | eth1/17 | Copper | Cat6 | 20 | Net-Mgmt | am3-oob-c5r107-agg-1-106d | eth106/1/17
18 | F | Sun X5-2 PAAS Standard | nlclc5r311ru18-ilom | Copper | Cat6 | 615 | Net1 | am3-dc-c5r311-acc-1 | eth1/16 | Copper | Cat6 | 615 | Net2 | am3-dc-c5r311-acc-2 | eth1/16 | Copper | Cat6 | 20 | Net-Mgmt | am3-oob-c5r107-agg-1-106d | eth106/1/16
17 | F | Sun X5-2 PAAS Standard | nlclc5r311ru17-ilom | Copper | Cat6 | 615 | Net1 | am3-dc-c5r311-acc-1 | eth1/15 | Copper | Cat6 | 615 | Net2 | am3-dc-c5r311-acc-2 | eth1/15 | Copper | Cat6 | 20 | Net-Mgmt | am3-oob-c5r107-agg-1-106d | eth106/1/15
16 | F | Sun X5-2 PAAS Standard | nlclc5r311ru16-ilom | Copper | Cat6 | 615 | Net1 | am3-dc-c5r311-acc-1 | eth1/14 | Copper | Cat6 | 615 | Net2 | am3-dc-c5r311-acc-2 | eth1/14 | Copper | Cat6 | 20 | Net-Mgmt | am3-oob-c5r107-agg-1-106d | eth106/1/14
15 | F | Sun X5-2 PAAS Standard | nlclc5r311ru15-ilom | Copper | Cat6 | 615 | Net1 | am3-dc-c5r311-acc-1 | eth1/13 | Copper | Cat6 | 615 | Net2 | am3-dc-c5r311-acc-2 | eth1/13 | Copper | Cat6 | 20 | Net-Mgmt | am3-oob-c5r107-agg-1-106d | eth106/1/13
14 | F | Sun X5-2 PAAS Standard | nlclc5r311ru14-ilom | Copper | Cat6 | 615 | Net1 | am3-dc-c5r311-acc-1 | eth1/12 | Copper | Cat6 | 615 | Net2 | am3-dc-c5r311-acc-2 | eth1/12 | Copper | Cat6 | 20 | Net-Mgmt | am3-oob-c5r107-agg-1-106d | eth106/1/12
13 | F | Sun X5-2 PAAS Standard | nlclc5r311ru13-ilom | Copper | Cat6 | 615 | Net1 | am3-dc-c5r311-acc-1 | eth1/11 | Copper | Cat6 | 615 | Net2 | am3-dc-c5r311-acc-2 | eth1/11 | Copper | Cat6 | 20 | Net-Mgmt | am3-oob-c5r107-agg-1-106d | eth106/1/11
12 | F | Sun X5-2 PAAS Standard | nlclc5r311ru12-ilom | Copper | Cat6 | 615 | Net1 | am3-dc-c5r311-acc-1 | eth1/10 | Copper | Cat6 | 615 | Net2 | am3-dc-c5r311-acc-2 | eth1/10 | Copper | Cat6 | 20 | Net-Mgmt | am3-oob-c5r107-agg-1-106d | eth106/1/10
11 | F | Sun X5-2 PAAS Standard | nlclc5r311ru11-ilom | Copper | Cat6 | 615 | Net1 | am3-dc-c5r311-acc-1 | eth1/9 | Copper | Cat6 | 615 | Net2 | am3-dc-c5r311-acc-2 | eth1/9 | Copper | Cat6 | 20 | Net-Mgmt | am3-oob-c5r107-agg-1-106d | eth106/1/9
10 | F | Sun X5-2 PAAS Standard | nlclc5r311ru10-ilom | Copper | Cat6 | 615 | Net1 | am3-dc-c5r311-acc-1 | eth1/8 | Copper | Cat6 | 615 | Net2 | am3-dc-c5r311-acc-2 | eth1/8 | Copper | Cat6 | 20 | Net-Mgmt | am3-oob-c5r107-agg-1-106d | eth106/1/8
9 | F | Sun X5-2 PAAS Standard | nlclc5r311ru09-ilom | Copper | Cat6 | 615 | Net1 | am3-dc-c5r311-acc-1 | eth1/7 | Copper | Cat6 | 615 | Net2 | am3-dc-c5r311-acc-2 | eth1/7 | Copper | Cat6 | 20 | Net-Mgmt | am3-oob-c5r107-agg-1-106d | eth106/1/7
8 | F | Sun X5-2 PAAS Standard | nlclc5r311ru08-ilom | Copper | Cat6 | 615 | Net1 | am3-dc-c5r311-acc-1 | eth1/6 | Copper | Cat6 | 615 | Net2 | am3-dc-c5r311-acc-2 | eth1/6 | Copper | Cat6 | 20 | Net-Mgmt | am3-oob-c5r107-agg-1-106d | eth106/1/6
7 | F | Sun X5-2 PAAS Standard | nlclc5r311ru07-ilom | Copper | Cat6 | 615 | Net1 | am3-dc-c5r311-acc-1 | eth1/5 | Copper | Cat6 | 615 | Net2 | am3-dc-c5r311-acc-2 | eth1/5 | Copper | Cat6 | 20 | Net-Mgmt | am3-oob-c5r107-agg-1-106d | eth106/1/5
6 | F | Sun X5-2 PAAS Standard | nlclc5r311ru06-ilom | Copper | Cat6 | 615 | Net1 | am3-dc-c5r311-acc-1 | eth1/4 | Copper | Cat6 | 615 | Net2 | am3-dc-c5r311-acc-2 | eth1/4 | Copper | Cat6 | 20 | Net-Mgmt | am3-oob-c5r107-agg-1-106d | eth106/1/4
5 | F | Sun X5-2 PAAS Standard | nlclc5r311ru05-ilom | Copper | Cat6 | 615 | Net1 | am3-dc-c5r311-acc-1 | eth1/3 | Copper | Cat6 | 615 | Net2 | am3-dc-c5r311-acc-2 | eth1/3 | Copper | Cat6 | 20 | Net-Mgmt | am3-oob-c5r107-agg-1-106d | eth106/1/3
4 | F | Sun X5-2 PAAS Standard | nlclc5r311ru04-ilom | Copper | Cat6 | 615 | Net1 | am3-dc-c5r311-acc-1 | eth1/2 | Copper | Cat6 | 615 | Net2 | am3-dc-c5r311-acc-2 | eth1/2 | Copper | Cat6 | 20 | Net-Mgmt | am3-oob-c5r107-agg-1-106d | eth106/1/2
3 | F | Sun X5-2 PAAS Standard | nlclc5r311ru03-ilom | Copper | Cat6 | 615 | Net1 | am3-dc-c5r311-acc-1 | eth1/1 | Copper | Cat6 | 615 | Net2 | am3-dc-c5r311-acc-2 | eth1/1 | Copper | Cat6 | 20 | Net-Mgmt | am3-oob-c5r107-agg-1-106d | eth106/1/1
2 | F | Sun X5-2 PAAS Standard | nlclc5r311ru02-ilom
1 |  | SUPPORT BRACKET | [13 empty] | Copper | Cat6 | 20 | Net-Mgmt | am3-oob-c5r107-agg-1-106d | eth106/1/48
0b |  | PDU |  |  | VLAN INFO | [10 empty] | Copper | Cat6 | 20 | Net-Mgmt | am3-oob-c5r107-agg-1-106d | eth106/1/47
0a |  | PDU |  |  | INTERFACE CATAGORY | VLAN | SECURITY VRF | FW ZONE | Subnet Details | Notes
[5 empty] | ILOM | 20 |  | DRAC | 10.24.8.0/21
[5 empty] | GUEST NETWORK | 615 | am3-dcz-v615-1 | am3-dcz-v615-1 | 100.65.0.0/19 | DC Zone3
[5 empty] | ADMIN CONTROL PLANE | 615 | am3-dcz-v615-1 | am3-dcz-v615-1 | 100.64.18.64/26 | DC Zone3

## C5R312 -Compute (Admin) - Z1-2
|  |  |  | Media | Cable OR Optic Type | VLAN | Server Interface | Switch | Switch Interface | Media | Cable OR Optic Type | VLAN | Server Interface | Switch | Switch Interface | Media | Cable OR Optic Type | VLAN | Server Interface | Switch | Switch Interface
z312
RU | F/R | Overhead Patch Panels
U4
U3
U2
U1 | R | 24p LC Fibre - r107 u46 | 8p Copper - r107 u46
C5R312 - PaaS - Admin Compute
Serial #
RU | F/R | DEVICE | HOSTNAME | Copper | Cat6 | 616 | Net1 | am3-dc-c5r312-acc-1 | eth1/36 | Copper | Cat6 | 616 | Net2 | am3-dc-c5r312-acc-2 | eth1/36 | Copper | Cat6 | 20 | Net-Mgmt | am3-oob-c5r107-agg-1-107d | eth107/1/36
42 |  | Sun X5-2 PAAS Standard | nlclc5r312ru42-ilom | Copper | Cat6 | 616 | Net1 | am3-dc-c5r312-acc-1 | eth1/35 | Copper | Cat6 | 616 | Net2 | am3-dc-c5r312-acc-2 | eth1/35 | Copper | Cat6 | 20 | Net-Mgmt | am3-oob-c5r107-agg-1-107d | eth107/1/35
41 |  | Sun X5-2 PAAS Standard | nlclc5r312ru41-ilom | Copper | Cat6 | 616 | Net1 | am3-dc-c5r312-acc-1 | eth1/34 | Copper | Cat6 | 616 | Net2 | am3-dc-c5r312-acc-2 | eth1/34 | Copper | Cat6 | 20 | Net-Mgmt | am3-oob-c5r107-agg-1-107d | eth107/1/34
40 |  | Sun X5-2 PAAS Standard | nlclc5r312ru40-ilom | Copper | Cat6 | 616 | Net1 | am3-dc-c5r312-acc-1 | eth1/33 | Copper | Cat6 | 616 | Net2 | am3-dc-c5r312-acc-2 | eth1/33 | Copper | Cat6 | 20 | Net-Mgmt | am3-oob-c5r107-agg-1-107d | eth107/1/33
39 |  | Sun X5-2 PAAS Standard | nlclc5r312ru39-ilom | Copper | Cat6 | 616 | Net1 | am3-dc-c5r312-acc-1 | eth1/32 | Copper | Cat6 | 616 | Net2 | am3-dc-c5r312-acc-2 | eth1/32 | Copper | Cat6 | 20 | Net-Mgmt | am3-oob-c5r107-agg-1-107d | eth107/1/32
38 |  | Sun X5-2 PAAS Standard | nlclc5r312ru38-ilom | Copper | Cat6 | 616 | Net1 | am3-dc-c5r312-acc-1 | eth1/31 | Copper | Cat6 | 616 | Net2 | am3-dc-c5r312-acc-2 | eth1/31 | Copper | Cat6 | 20 | Net-Mgmt | am3-oob-c5r107-agg-1-107d | eth107/1/31
37 |  | Sun X5-2 PAAS Standard | nlclc5r312ru37-ilom | Copper | Cat6 | 616 | Net1 | am3-dc-c5r312-acc-1 | eth1/30 | Copper | Cat6 | 616 | Net2 | am3-dc-c5r312-acc-2 | eth1/30 | Copper | Cat6 | 20 | Net-Mgmt | am3-oob-c5r107-agg-1-107d | eth107/1/30
36 |  | Sun X5-2 PAAS Standard | nlclc5r312ru36-ilom | Copper | Cat6 | 616 | Net1 | am3-dc-c5r312-acc-1 | eth1/29 | Copper | Cat6 | 616 | Net2 | am3-dc-c5r312-acc-2 | eth1/29 | Copper | Cat6 | 20 | Net-Mgmt | am3-oob-c5r107-agg-1-107d | eth107/1/29
35 |  | Sun X5-2 PAAS Standard | nlclc5r312ru35-ilom | Copper | Cat6 | 616 | Net1 | am3-dc-c5r312-acc-1 | eth1/28 | Copper | Cat6 | 616 | Net2 | am3-dc-c5r312-acc-2 | eth1/28 | Copper | Cat6 | 20 | Net-Mgmt | am3-oob-c5r107-agg-1-107d | eth107/1/28
34 |  | Sun X5-2 PAAS Standard | nlclc5r312ru34-ilom | Copper | Cat6 | 616 | Net1 | am3-dc-c5r312-acc-1 | eth1/27 | Copper | Cat6 | 616 | Net2 | am3-dc-c5r312-acc-2 | eth1/27 | Copper | Cat6 | 20 | Net-Mgmt | am3-oob-c5r107-agg-1-107d | eth107/1/27
33 |  | Sun X5-2 PAAS Standard | nlclc5r312ru33-ilom | Copper | Cat6 | 616 | Net1 | am3-dc-c5r312-acc-1 | eth1/26 | Copper | Cat6 | 616 | Net2 | am3-dc-c5r312-acc-2 | eth1/26 | Copper | Cat6 | 20 | Net-Mgmt | am3-oob-c5r107-agg-1-107d | eth107/1/26
32 |  | Sun X5-2 PAAS Standard | nlclc5r312ru32-ilom | Copper | Cat6 | 616 | Net1 | am3-dc-c5r312-acc-1 | eth1/25 | Copper | Cat6 | 616 | Net2 | am3-dc-c5r312-acc-2 | eth1/25 | Copper | Cat6 | 20 | Net-Mgmt | am3-oob-c5r107-agg-1-107d | eth107/1/25
31 |  | Sun X5-2 PAAS Standard | nlclc5r312ru31-ilom | Copper | Cat6 | 616 | Net1 | am3-dc-c5r312-acc-1 | eth1/24 | Copper | Cat6 | 616 | Net2 | am3-dc-c5r312-acc-2 | eth1/24 | Copper | Cat6 | 20 | Net-Mgmt | am3-oob-c5r107-agg-1-107d | eth107/1/24
30 |  | Sun X5-2 PAAS Standard | nlclc5r312ru30-ilom | Copper | Cat6 | 616 | Net1 | am3-dc-c5r312-acc-1 | eth1/23 | Copper | Cat6 | 616 | Net2 | am3-dc-c5r312-acc-2 | eth1/23 | Copper | Cat6 | 20 | Net-Mgmt | am3-oob-c5r107-agg-1-107d | eth107/1/23
29 |  | Sun X5-2 PAAS Standard | nlclc5r312ru29-ilom | Copper | Cat6 | 616 | Net1 | am3-dc-c5r312-acc-1 | eth1/22 | Copper | Cat6 | 616 | Net2 | am3-dc-c5r312-acc-2 | eth1/22 | Copper | Cat6 | 20 | Net-Mgmt | am3-oob-c5r107-agg-1-107d | eth107/1/22
28 |  | Sun X5-2 PAAS Standard | nlclc5r312ru28-ilom | Copper | Cat6 | 616 | Net1 | am3-dc-c5r312-acc-1 | eth1/21 | Copper | Cat6 | 616 | Net2 | am3-dc-c5r312-acc-2 | eth1/21 | Copper | Cat6 | 20 | Net-Mgmt | am3-oob-c5r107-agg-1-107d | eth107/1/21
27 |  | Sun X5-2 PAAS Standard | nlclc5r312ru27-ilom | Copper | Cat6 | 616 | Net1 | am3-dc-c5r312-acc-1 | eth1/20 | Copper | Cat6 | 616 | Net2 | am3-dc-c5r312-acc-2 | eth1/20 | Copper | Cat6 | 20 | Net-Mgmt | am3-oob-c5r107-agg-1-107d | eth107/1/20
26 |  | Sun X5-2 PAAS Standard | nlclc5r312ru26-ilom | Copper | Cat6 | 616 | Net1 | am3-dc-c5r312-acc-1 | eth1/19 | Copper | Cat6 | 616 | Net2 | am3-dc-c5r312-acc-2 | eth1/19 | Copper | Cat6 | 20 | Net-Mgmt | am3-oob-c5r107-agg-1-107d | eth107/1/19
25 |  | Sun X5-2 PAAS Standard | nlclc5r312ru25-ilom
24 | R | Cisco 2248TM-E | am3-oob-c5r107-agg-1-107d
23 | R | Cable Manager (TBD)
22 | R | Cisco 6001T | am3-dc-c5r312-acc-1
21 | R | Cisco 6001T | am3-dc-c5r312-acc-2
20 | R | Cable Manager (TBD) |  | Copper | Cat6 | 617 | Net1 | am3-dc-c5r312-acc-1 | eth1/18 | Copper | Cat6 | 617 | Net2 | am3-dc-c5r312-acc-2 | eth1/18 | Copper | Cat6 | 20 | Net-Mgmt | am3-oob-c5r107-agg-1-107d | eth107/1/18
19 | F | Sun X5-2 PAAS Standard | nlclc5r312ru19-ilom | Copper | Cat6 | 617 | Net1 | am3-dc-c5r312-acc-1 | eth1/17 | Copper | Cat6 | 617 | Net2 | am3-dc-c5r312-acc-2 | eth1/17 | Copper | Cat6 | 20 | Net-Mgmt | am3-oob-c5r107-agg-1-107d | eth107/1/17
18 | F | Sun X5-2 PAAS Standard | nlclc5r312ru18-ilom | Copper | Cat6 | 617 | Net1 | am3-dc-c5r312-acc-1 | eth1/16 | Copper | Cat6 | 617 | Net2 | am3-dc-c5r312-acc-2 | eth1/16 | Copper | Cat6 | 20 | Net-Mgmt | am3-oob-c5r107-agg-1-107d | eth107/1/16
17 | F | Sun X5-2 PAAS Standard | nlclc5r312ru17-ilom | Copper | Cat6 | 617 | Net1 | am3-dc-c5r312-acc-1 | eth1/15 | Copper | Cat6 | 617 | Net2 | am3-dc-c5r312-acc-2 | eth1/15 | Copper | Cat6 | 20 | Net-Mgmt | am3-oob-c5r107-agg-1-107d | eth107/1/15
16 | F | Sun X5-2 PAAS Standard | nlclc5r312ru16-ilom | Copper | Cat6 | 617 | Net1 | am3-dc-c5r312-acc-1 | eth1/14 | Copper | Cat6 | 617 | Net2 | am3-dc-c5r312-acc-2 | eth1/14 | Copper | Cat6 | 20 | Net-Mgmt | am3-oob-c5r107-agg-1-107d | eth107/1/14
15 | F | Sun X5-2 PAAS Standard | nlclc5r312ru15-ilom | Copper | Cat6 | 617 | Net1 | am3-dc-c5r312-acc-1 | eth1/13 | Copper | Cat6 | 617 | Net2 | am3-dc-c5r312-acc-2 | eth1/13 | Copper | Cat6 | 20 | Net-Mgmt | am3-oob-c5r107-agg-1-107d | eth107/1/13
14 | F | Sun X5-2 PAAS Standard | nlclc5r312ru14-ilom | Copper | Cat6 | 617 | Net1 | am3-dc-c5r312-acc-1 | eth1/12 | Copper | Cat6 | 617 | Net2 | am3-dc-c5r312-acc-2 | eth1/12 | Copper | Cat6 | 20 | Net-Mgmt | am3-oob-c5r107-agg-1-107d | eth107/1/12
13 | F | Sun X5-2 PAAS Standard | nlclc5r312ru13-ilom | Copper | Cat6 | 617 | Net1 | am3-dc-c5r312-acc-1 | eth1/11 | Copper | Cat6 | 617 | Net2 | am3-dc-c5r312-acc-2 | eth1/11 | Copper | Cat6 | 20 | Net-Mgmt | am3-oob-c5r107-agg-1-107d | eth107/1/11
12 | F | Sun X5-2 PAAS Standard | nlclc5r312ru12-ilom | Copper | Cat6 | 617 | Net1 | am3-dc-c5r312-acc-1 | eth1/10 | Copper | Cat6 | 617 | Net2 | am3-dc-c5r312-acc-2 | eth1/10 | Copper | Cat6 | 20 | Net-Mgmt | am3-oob-c5r107-agg-1-107d | eth107/1/10
11 | F | Sun X5-2 PAAS Standard | nlclc5r312ru11-ilom | Copper | Cat6 | 617 | Net1 | am3-dc-c5r312-acc-1 | eth1/9 | Copper | Cat6 | 617 | Net2 | am3-dc-c5r312-acc-2 | eth1/9 | Copper | Cat6 | 20 | Net-Mgmt | am3-oob-c5r107-agg-1-107d | eth107/1/9
10 | F | Sun X5-2 PAAS Standard | nlclc5r312ru10-ilom | Copper | Cat6 | 617 | Net1 | am3-dc-c5r312-acc-1 | eth1/8 | Copper | Cat6 | 617 | Net2 | am3-dc-c5r312-acc-2 | eth1/8 | Copper | Cat6 | 20 | Net-Mgmt | am3-oob-c5r107-agg-1-107d | eth107/1/8
9 | F | Sun X5-2 PAAS Standard | nlclc5r312ru09-ilom | Copper | Cat6 | 617 | Net1 | am3-dc-c5r312-acc-1 | eth1/7 | Copper | Cat6 | 617 | Net2 | am3-dc-c5r312-acc-2 | eth1/7 | Copper | Cat6 | 20 | Net-Mgmt | am3-oob-c5r107-agg-1-107d | eth107/1/7
8 | F | Sun X5-2 PAAS Standard | nlclc5r312ru08-ilom | Copper | Cat6 | 617 | Net1 | am3-dc-c5r312-acc-1 | eth1/6 | Copper | Cat6 | 617 | Net2 | am3-dc-c5r312-acc-2 | eth1/6 | Copper | Cat6 | 20 | Net-Mgmt | am3-oob-c5r107-agg-1-107d | eth107/1/6
7 | F | Sun X5-2 PAAS Standard | nlclc5r312ru07-ilom | Copper | Cat6 | 617 | Net1 | am3-dc-c5r312-acc-1 | eth1/5 | Copper | Cat6 | 617 | Net2 | am3-dc-c5r312-acc-2 | eth1/5 | Copper | Cat6 | 20 | Net-Mgmt | am3-oob-c5r107-agg-1-107d | eth107/1/5
6 | F | Sun X5-2 PAAS Standard | nlclc5r312ru06-ilom | Copper | Cat6 | 617 | Net1 | am3-dc-c5r312-acc-1 | eth1/4 | Copper | Cat6 | 617 | Net2 | am3-dc-c5r312-acc-2 | eth1/4 | Copper | Cat6 | 20 | Net-Mgmt | am3-oob-c5r107-agg-1-107d | eth107/1/4
5 | F | Sun X5-2 PAAS Standard | nlclc5r312ru05-ilom | Copper | Cat6 | 617 | Net1 | am3-dc-c5r312-acc-1 | eth1/3 | Copper | Cat6 | 617 | Net2 | am3-dc-c5r312-acc-2 | eth1/3 | Copper | Cat6 | 20 | Net-Mgmt | am3-oob-c5r107-agg-1-107d | eth107/1/3
4 | F | Sun X5-2 PAAS Standard | nlclc5r312ru04-ilom | Copper | Cat6 | 617 | Net1 | am3-dc-c5r312-acc-1 | eth1/2 | Copper | Cat6 | 617 | Net2 | am3-dc-c5r312-acc-2 | eth1/2 | Copper | Cat6 | 20 | Net-Mgmt | am3-oob-c5r107-agg-1-107d | eth107/1/2
3 | F | Sun X5-2 PAAS Standard | nlclc5r312ru03-ilom | Copper | Cat6 | 617 | Net1 | am3-dc-c5r312-acc-1 | eth1/1 | Copper | Cat6 | 617 | Net2 | am3-dc-c5r312-acc-2 | eth1/1 | Copper | Cat6 | 20 | Net-Mgmt | am3-oob-c5r107-agg-1-107d | eth107/1/1
2 | F | Sun X5-2 PAAS Standard | nlclc5r312ru02-ilom
1 |  | SUPPORT BRACKET | [13 empty] | Copper | Cat6 | 20 | Net-Mgmt | am3-oob-c5r107-agg-1-107d | eth107/1/48
0b |  | PDU |  |  | VLAN INFO | [10 empty] | Copper | Cat6 | 20 | Net-Mgmt | am3-oob-c5r107-agg-1-107d | eth107/1/47
0a |  | PDU |  |  | INTERFACE CATAGORY | VLAN | SECURITY VRF | FW ZONE | Subnet Details | Notes
[5 empty] | ILOM | 20 |  | DRAC | 10.24.8.0/21
[5 empty] | ADMIN CLUSTER | 616 | am3-dcz-v616-1 | am3-dcz-v616-1 | 100.64.17.0/26 | DC Zone2
[5 empty] | ADMIN CLUSTER | 617 | am3-dcz-v617-1 | am3-dcz-v617-1 | 100.64.16.0/26 | DC Zone1

## c5r501 -502 BDCS AGG
|  |  |  | Copper / Fiber | Cable OR Optic Type | Vlans | Device | Rack | RU | Aterface | Patch Panel R U Aterface | Patch Panel R U Aterface | Device | Rack | RU | Aterface | Optics | Notes
z501 |  |  |  | oob console
RU | F/R | Overhead Patch Panels
OH - U8 |  |  |  | Copper | Cat6 |  | am3-oob-c5r501-agg-1 | c5r501 | 6 | Con | homerun | homerun | am3-oob-c5r501-ts-1 | c5r501 | 2 | p1
OH - U7 |  |  |  | Copper | Cat6 |  | am3-oob-c5r502-agg-2 | c5r502 | 6 | Con | homerun | homerun | am3-oob-c5r502-ts-1 | c5r502 | 2 | p1
OH - U6 |  |  |  | Copper | Cat6 |  | am3-bdcs-c5r501-dist-1 | c5r501 | 39 | Con | homerun | homerun | am3-oob-c5r501-ts-1 | c5r501 | 2 | p3
OH - U5 |  |  |  | Copper | Cat6 |  | am3-bdcs-c5r502-dist-2 | c5r502 | 39 | Con | homerun | homerun | am3-oob-c5r502-ts-1 | c5r502 | 2 | p3
OH - U4 | R | 4Port MM fibre - z105 | 12 Port Copper - z105 | Copper | Cat6 |  | am3-oob-c5r501-ts-1 | c5r501 | 2 | Con | homerun | homerun | am3-oob-c5r101-ts-1 | c5r101 | 2 | p46
OH - U3 | R | 6 Port LC SM Fibre - R101 RU46 |  | Copper | Cat6 |  | am3-oob-c5r502-ts-1 | c5r502 | 2 | Con | homerun | homerun | am3-oob-c5r103-ts-1 | c5r103 | 2 | p46
OH - U2 | R | 48 Port LC Duplex Fibre - R103 RU48 |  | Copper | Cat6 |  | am3-bdcs-c5r501-fw-1a | c5r501 | 11 | Con | homerun | homerun | am3-oob-c5r501-ts-1 | c5r501 | 2 | p2
OH - U1 | R | 48 Port LC Duplex Fibre - R101 RU48 |  | Copper | Cat6 |  | am3-bdcs-c5r502-fw-1b | c5r502 | 11 | Con | homerun | homerun | am3-oob-c5r502-ts-1 | c5r502 | 2 | p2
C5R501 - 3A - BDA Aggregation Rack |  |  |  | oob
Serial #
RU |  | DEVICE | HOSTNAME | Copper | QSFP |  | am3-oob-c5r501-agg-1 | c5r501 | 6 | e2/1 | homerun | homerun | am3-oob-c5r502-agg-2 | c5r502 | 6 | e2/1 | QSFP-DAC | VPC Peer-lAk
48 | F | 24port LC Fibre - z503 | 8Port copper - z503 | Copper | QSFP |  | am3-oob-c5r501-agg-1 | c5r501 | 6 | e2/2 | homerun | homerun | am3-oob-c5r502-agg-2 | c5r502 | 6 | e2/2 | QSFP-DAC | VPC Peer-lAk
47 | F | 24port LC Fibre - z504 | 8Port copper - z504 | Fiber | MMF (LC-LC) |  | am3-oob-c5r501-agg-1 | c5r501 | 6 | e1/47 | homerun | homerun | am3-oob-c5r502-agg-2 | c5r502 | 6 | e1/47 | SFP-10G-SR | VPC Keepalive
46 | F | 24port LC Fibre - z505 | 8Port copper - z505 | Fiber | MMF (LC-LC) |  | am3-oob-c5r501-agg-1 | c5r501 | 6 | e1/48 | homerun | homerun | am3-oob-c5r502-agg-2 | c5r502 | 6 | e1/48 | SFP-10G-SR | VPC Keepalive
45 | F | 24port LC Fibre - z506 | 8Port copper - z506 | Fiber | MMF (LC-LC) |  | am3-oob-c5r501-agg-1 | c5r501 | 6 | e1/1 | z501 u1 p1 | c5r102 u45 p1 | am3-oob-dist-5 | c5r101 | 4 | Eth1/38 | SFP-10G-SR | UplAk
44 | F | 24port LC Fibre - z507 | 8Port copper - z507 | Fiber | MMF (LC-LC) |  | am3-oob-c5r501-agg-1 | c5r501 | 6 | e1/2 | z501 u1 p2 | c5r102 u45 p2 | am3-oob-dist-6 | c5r103 | 4 | Eth1/39 | SFP-10G-SR | UplAk
43 | F | 24port LC Fibre - z508 | 8Port copper - z508 | Fiber | MMF (LC-LC) |  | am3-oob-c5r502-agg-2 | c5r502 | 6 | e1/1 | z502 u1 p1 | c5r102 u44 p1 | am3-oob-dist-5 | c5r101 | 4 | Eth1/38 | SFP-10G-SR | UplAk
42 | F | 24port LC Fibre - z509 | 8Port copper - z509 | Fiber | MMF (LC-LC) |  | am3-oob-c5r502-agg-2 | c5r502 | 6 | e1/2 | z502 u1 p2 | c5r102 u44 p2 | am3-oob-dist-6 | c5r103 | 4 | Eth1/39 | SFP-10G-SR | UplAk
41 | F | 18 Port copper - z503 |  | Copper | Cat6 |  | am3-oob-c5r501-ts-1 | c5r501 | 2 | e0 | homerun | homerun | am3-oob-c5r501-agg-1 | c5r501 | 6 | e1/3 | GLC-T
40 | F | 18 Port copper - z504 |  | Copper | Cat6 |  | am3-oob-c5r501-ts-1 | c5r501 | 2 | e1 | homerun | homerun | am3-oob-c5r502-agg-2 | c5r502 | 6 | e1/3 | GLC-T
39 | F | 18 Port copper - z505 |  | Copper | Cat6 |  | am3-oob-c5r502-ts-1 | c5r502 | 2 | e0 | homerun | homerun | am3-oob-c5r501-agg-1 | c5r501 | 6 | e1/4 | GLC-T
38 | F | 18 Port copper - z506 |  | Copper | Cat6 |  | am3-oob-c5r502-ts-1 | c5r502 | 2 | e1 | homerun | homerun | am3-oob-c5r502-agg-2 | c5r502 | 6 | e1/4 | GLC-T
37 | F | 18 Port copper - z507 |  | Fiber | MMF (LC-LC) |  | am3-oob-c5r501-agg-1-100 | c5r501 | 4 | Up1 | homerun | homerun | am3-oob-c5r501-agg-1 | c5r501 | 6 | e1/11 | FET-10G
36 | F | 18 Port copper - z508 |  | Fiber | MMF (LC-LC) |  | am3-oob-c5r501-agg-1-100 | c5r501 | 4 | Up2 | homerun | homerun | am3-oob-c5r502-agg-2 | c5r502 | 6 | e1/11 | FET-10G
35 | F | 18 Port copper - z509 |  | Fiber | MMF (LC-LC) |  | am3-oob-c5r501-agg-1-101d | c5r502 | 4 | Up1 | homerun | homerun | am3-oob-c5r501-agg-1 | c5r501 | 6 | e1/12 | FET-10G
34 | F | Cisco Nexus 56128 (BDCS) | am3-bdcs-c5r501-dist-1 | Fiber | MMF (LC-LC) |  | am3-oob-c5r501-agg-1-101d | c5r502 | 4 | Up2 | homerun | homerun | am3-oob-c5r502-agg-2 | c5r502 | 6 | e1/12 | FET-10G
33 | F |  |  | Copper | Cat6 |  | am3-bdcs-c5r501-fw-1a | c5r501 | 11 | fxp0 | homerun | homerun | am3-opc-c5r502-agg-1-100d | c5r501 | 4 | e100/1/1
32 | F | Cable Mgr |  | Copper | Cat6 |  | am3-bdcs-c5r502-fw-1b | c5r502 | 11 | fxp0 | homerun | homerun | am3-opc-c5r502-agg-1-101d | c5r502 | 4 | e101/1/1
31 | F |  |  | Copper | Cat6 |  | am3-oob-c5r501-agg-1 | c5r501 | 6 | Mgmt | homerun | homerun | am3-oob-c5r502-agg-2 | c5r502 | 6 | Mgmt |  | Conf Sync
30 | F |  |  | Copper | Cat6 |  | am3-bdcs-c5r501-dist-1 | c5r502 | 39 | Mgmt | homerun | homerun | am3-opc-c5r502-agg-1-100d | c5r501 | 4 | e100/1/3
29 | F |  |  | Copper | Cat6 |  | am3-bdcs-c5r502-dist-2 | c5r502 | 39 | Mgmt | homerun | homerun | am3-opc-c5r502-agg-1-101d | c5r502 | 4 | e101/1/3
28 | F
27 | F |  |  | Production
26 | F
25 | F |  |  | Fiber | MMF (LC-LC) |  | am3-bdcs-c5r501-fw-1a | c5r501 | 11 | fpc 0 port 0 | homerun | homerun | am3-bdcs-c5r502-fw-1b | c5r502 | 11 | fpc 0 port 0 | SFPP-10GE-SR/SFP-10G-SR | clusterAg control plane
24 | F |  |  | Fiber | MMF (LC-LC) |  | am3-bdcs-c5r501-fw-1a | c5r501 | 11 | xe-2/2/8 | homerun | homerun | am3-bdcs-c5r502-fw-1b | c5r502 | 11 | xe-2/2/8 | SFPP-10GE-SR/SFP-10G-SR | fabric ports
23 | F |  |  | Fiber | MMF (LC-LC) |  | am3-bdcs-c5r501-fw-1a | c5r501 | 11 | xe-2/2/9 | homerun | homerun | am3-bdcs-c5r502-fw-1b | c5r502 | 11 | xe-2/2/9 | SFPP-10GE-SR/SFP-10G-SR | fabric ports
22 | F
21 | F |  |  | Fiber | MMF (LC-LC) |  | am3-bdcs-c5r501-fw-1a | c5r501 | 11 | xe-2/2/0 | c5r501 u9 tap-1 A | c5r501 u9 tap-1 B | am3-bdcs-c5r501-dist-1 | c5r501 | 39 | Eth1/5 | SFPP-10GE-SR/SFP-10G-SR
20 | F |  |  | Fiber | MMF (LC-LC) |  | am3-bdcs-c5r501-fw-1a | c5r501 | 11 | xe-2/2/1 | c5r501 u9 tap-2 A | c5r501 u9 tap-2 B | am3-bdcs-c5r501-dist-1 | c5r501 | 39 | Eth1/6 | SFPP-10GE-SR/SFP-10G-SR
19 | F |  |  | Fiber | MMF (LC-LC) |  | am3-bdcs-c5r501-fw-1a | c5r501 | 11 | xe-2/2/2 | c5r501 u9 tap-3 A | c5r501 u9 tap-3 B | am3-bdcs-c5r501-dist-1 | c5r501 | 39 | Eth1/7 | SFPP-10GE-SR/SFP-10G-SR
18 | F |  |  | Fiber | MMF (LC-LC) |  | am3-bdcs-c5r501-fw-1a | c5r501 | 11 | xe-2/2/3 | c5r501 u9 tap-4 A | c5r501 u9 tap-4 B | am3-bdcs-c5r501-dist-1 | c5r501 | 39 | Eth1/8 | SFPP-10GE-SR/SFP-10G-SR
17 | F |  |  | Fiber | MMF (LC-LC) |  | am3-bdcs-c5r501-fw-1a | c5r501 | 11 | xe-2/2/4 | c5r501 u9 tap-5 A | c5r501 u9 tap-5 B | am3-bdcs-c5r502-dist-2 | c5r502 | 39 | Eth1/5 | SFPP-10GE-SR/SFP-10G-SR
16 | F |  |  | Fiber | MMF (LC-LC) |  | am3-bdcs-c5r501-fw-1a | c5r501 | 11 | xe-2/2/5 | c5r501 u9 tap-6 A | c5r501 u9 tap-6 B | am3-bdcs-c5r502-dist-2 | c5r502 | 39 | Eth1/6 | SFPP-10GE-SR/SFP-10G-SR
15 | F |  |  | Fiber | MMF (LC-LC) |  | am3-bdcs-c5r501-fw-1a | c5r501 | 11 | xe-2/2/6 | c5r501 u9 tap-7 A | c5r501 u9 tap-7 B | am3-bdcs-c5r502-dist-2 | c5r502 | 39 | Eth1/7 | SFPP-10GE-SR/SFP-10G-SR
14 | F |  |  | Fiber | MMF (LC-LC) |  | am3-bdcs-c5r501-fw-1a | c5r501 | 11 | xe-2/2/7 | c5r501 u9 tap-8 A | c5r501 u9 tap-8 B | am3-bdcs-c5r502-dist-2 | c5r502 | 39 | Eth1/8 | SFPP-10GE-SR/SFP-10G-SR
13 | F | Juniper SRX5400 | am3-bdcs-c5r501-fw-1a
12 | F |  |  | Fiber | MMF (LC-LC) |  | am3-bdcs-c5r502-fw-1b | c5r502 | 11 | xe-2/2/0 | c5r502 u9 tap-1 A | c5r502 u9 tap-1 B | am3-bdcs-c5r501-dist-1 | c5r501 | 39 | eth1/9 | SFPP-10GE-SR/SFP-10G-SR
11 | F |  |  | Fiber | MMF (LC-LC) |  | am3-bdcs-c5r502-fw-1b | c5r502 | 11 | xe-2/2/1 | c5r502 u9 tap-2 A | c5r502 u9 tap-2 B | am3-bdcs-c5r501-dist-1 | c5r501 | 39 | eth1/10 | SFPP-10GE-SR/SFP-10G-SR
10 | F |  |  | Fiber | MMF (LC-LC) |  | am3-bdcs-c5r502-fw-1b | c5r502 | 11 | xe-2/2/2 | c5r502 u9 tap-3 A | c5r502 u9 tap-3 B | am3-bdcs-c5r501-dist-1 | c5r501 | 39 | eth1/11 | SFPP-10GE-SR/SFP-10G-SR
9 | F |  |  | Fiber | MMF (LC-LC) |  | am3-bdcs-c5r502-fw-1b | c5r502 | 11 | xe-2/2/3 | c5r502 u9 tap-4 A | c5r502 u9 tap-4 B | am3-bdcs-c5r501-dist-1 | c5r501 | 39 | eth1/12 | SFPP-10GE-SR/SFP-10G-SR
8 | F | Netoptics FlexTaps (1 @ Short Reach) |  | Fiber | MMF (LC-LC) |  | am3-bdcs-c5r502-fw-1b | c5r502 | 11 | xe-2/2/4 | c5r502 u9 tap-5 A | c5r502 u9 tap-5 B | am3-bdcs-c5r502-dist-2 | c5r502 | 39 | eth1/9 | SFPP-10GE-SR/SFP-10G-SR
7 | F | Cable Mgr |  | Fiber | MMF (LC-LC) |  | am3-bdcs-c5r502-fw-1b | c5r502 | 11 | xe-2/2/5 | c5r502 u9 tap-6 A | c5r502 u9 tap-6 B | am3-bdcs-c5r502-dist-2 | c5r502 | 39 | eth1/10 | SFPP-10GE-SR/SFP-10G-SR
6 | F | Netoptics Direct xStream |  | Fiber | MMF (LC-LC) |  | am3-bdcs-c5r502-fw-1b | c5r502 | 11 | xe-2/2/6 | c5r502 u9 tap-7 A | c5r502 u9 tap-7 B | am3-bdcs-c5r502-dist-2 | c5r502 | 39 | eth1/11 | SFPP-10GE-SR/SFP-10G-SR
5 | F | Cable Mgr |  | Fiber | MMF (LC-LC) |  | am3-bdcs-c5r502-fw-1b | c5r502 | 11 | xe-2/2/7 | c5r502 u9 tap-8 A | c5r502 u9 tap-8 B | am3-bdcs-c5r502-dist-2 | c5r502 | 39 | eth1/12 | SFPP-10GE-SR/SFP-10G-SR
4 | F | Cisco Nexus 6001 (oob) | am3-oob-c5r501-agg-1
3 | F | Cable Mgr |  | Fiber | MMF (LC-LC) |  | am3-bdcs-c5r501-dist-1 | c5r501 | 39 | Eth1/50 | homerun | homerun | am3-bdcs-c5r502-dist-2 | c5r502 | 39 | Eth1/50 | SFPP-10GE-SR/SFP-10G-SR | peerlAk
2 | F | Cisco Nexus 2248TM-E | am3-oob-c5r501-agg-1-100d | Fiber | MMF (LC-LC) |  | am3-bdcs-c5r501-dist-1 | c5r501 | 39 | Eth1/49 | homerun | homerun | am3-bdcs-c5r502-dist-2 | c5r502 | 39 | Eth1/49 | SFPP-10GE-SR/SFP-10G-SR | peerlAk
1 | F | Cable Mgr |  | Fiber | MMF (LC-LC) |  | am3-bdcs-c5r501-dist-1 | c5r501 | 39 | Eth1/48 | homerun | homerun | am3-bdcs-c5r502-dist-2 | c5r502 | 39 | Eth1/48 | SFPP-10GE-SR/SFP-10G-SR | keepalive
0b |  | Avocent 48 Port Cyclade | am3-oob-c5r501-ts-1 | Fiber | MMF (LC-LC) |  | am3-bdcs-c5r501-dist-1 | c5r501 | 39 | Eth1/47 | homerun | homerun | am3-bdcs-c5r502-dist-2 | c5r502 | 39 | Eth1/47 | SFPP-10GE-SR/SFP-10G-SR | keepalive
0a |  | PDU
|  |  |  | Fiber | MMF (LC-LC) or SMF (LC-LC) |  | am3-bdcs-c5r501-dist-1 | c5r501 | 39 | e1/1 | z501 u1 p3 | c5r102 u45 p3 | am3-core-rtr-5 | c5r101 | 3 | xe-0/0/0 | SFPP-10GE-SR/SFP-10G-SR
|  |  |  | Fiber | MMF (LC-LC) or SMF (LC-LC) |  | am3-bdcs-c5r501-dist-1 | c5r501 | 39 | e1/2 | z501 u1 p4 | c5r102 u45 p4 | am3-core-rtr-5 | c5r101 | 3 | xe-1/0/0 | SFPP-10GE-SR/SFP-10G-SR
z502
RU | F/R | Overhead Patch Panels |  | Fiber | MMF (LC-LC) or SMF (LC-LC) |  | am3-bdcs-c5r502-dist-2 | c5r502 | 39 | e1/1 | z502 u1 p3 | c5r102 u44 p3 | am3-core-rtr-6 | c5r103 | 3 | xe-0/0/0 | SFPP-10GE-SR/SFP-10G-SR
OH - U8 |  |  |  | Fiber | MMF (LC-LC) or SMF (LC-LC) |  | am3-bdcs-c5r502-dist-2 | c5r502 | 39 | e1/2 | z502 u1 p4 | c5r102 u44 p4 | am3-core-rtr-6 | c5r103 | 3 | xe-1/0/0 | SFPP-10GE-SR/SFP-10G-SR
OH - U7
OH - U6
OH - U5 |  |  |  | WAN
OH - U4
OH - U3 | R | 6 Port LC SM Fibre - R103 RU46
OH - U2 | R | 48 Port LC Duplex Fibre - R103 RU47 |  | Fiber | SMF (LC-LC) |  | am3-bdcs-c5r501-dist-1 | c5r501 | 39 | Eth1/3 | c5r501 u9 tap-9 A | c5r501 u9 tap-9 B | am3-wan-rtr-1 | C3R102 | u27 | xe-2/3/3 | SFPP-10GE-LR/SFP-10G-LR |  | Need to run via structured cable via cage 4 to cage3
OH - U1 | R | 48 Port LC Duplex Fibre - R101 RU47 |  | Fiber | SMF (LC-LC) |  | am3-bdcs-c5r502-dist-2 | c5r502 | 39 | Eth1/3 | c5r502 u9 tap-9 A | c5r502 u9 tap-9B | am3-wan-rtr-2 | C3R104 | u27 | xe-2/3/3 | SFPP-10GE-LR/SFP-10G-LR |  | Need to run via structured cable via cage 4 to cage3
C5R502 - 3B - BDA Aggregation Rack |  |  |  | Security
Serial #
RU |  | DEVICE | HOSTNAME | copper | Cat6 | 500 | am3-c-sec-vm-11 | SEC rack | SEC rack | net1 | homerun | homerun | am3-bdcs-c5r501-dist-1 | c5r501 | 39 | e3/22
48 | F | 24port LC Fibre - z503 | 8Port copper - z503 | copper | Cat6 | 500 | am3-c-sec-vm-12 | SEC rack | SEC rack | net1 | homerun | homerun | am3-bdcs-c5r502-dist-2 | c5r502 | 39 | e3/22
47 | F | 24port LC Fibre - z504 | 8Port copper - z504
46 | F | 24port LC Fibre - z505 | 8Port copper - z505 | copper | Cat6 | 300301302 | am3-c-bdcs-scan-01 | SEC rack | SEC rack | net1 | homerun | homerun | am3-bdcs-c5r501-dist-1 | c5r501 | 39 | e3/23
45 | F | 24port LC Fibre - z506 | 8Port copper - z506 | copper | Cat6 | 300301302 | am3-c-bdcs-scan-02 | SEC rack | SEC rack | net1 | homerun | homerun | am3-bdcs-c5r502-dist-2 | c5r502 | 39 | e3/23
44 | F | 24port LC Fibre - z507 | 8Port copper - z507
43 | F | 24port LC Fibre - z508 | 8Port copper - z508
42 | F | 24port LC Fibre - z509 | 8Port copper - z509
41 | F | 18 Port copper - z503
40 | F | 18 Port copper - z504
39 | F | 18 Port copper - z505
38 | F | 18 Port copper - z506
37 | F | 18 Port copper - z507 |  |  |  |  | VLAN INFO
36 | F | 18 Port copper - z508 |  |  |  |  | INTERFACE CATEGORY | VLAN | ROUTING INSTANCE | SECURITY ZONE | Subnet Details | Notes
35 | F | 18 Port copper - z509 |  |  |  |  | Bastion | 500 | trust-vr | BASTION | 140.86.28.192/28
34 | F | Cisco Nexus 56128 (BDCS) | am3-bdcs-c5r502-dist-2
33 | F
32 | F | Cable Mgr
31 | F
30 | F
29 | F
28 | F
27 | F
26 | F
25 | F
24 | F
23 | F
22 | F
21 | F
20 | F
19 | F
18 | F
17 | F
16 | F
15 | F
14 | F
13 | F | Juniper SRX5400 | am3-bdcs-c5r502-fw-1b
12 | F
11 | F
10 | F
9 | F
8 | F | Netoptics FlexTaps (1 @ Short Reach)
7 | F | Cable Mgr
6 | F | Netoptics Direct xStream
5 | F | Cable Mgr
4 | F | Cisco Nexus 6001 (oob) | am3-oob-c5r502-agg-2
3 | F | Cable Mgr
2 | F | Cisco Nexus 2248TM-E | am3-oob-c5r502-agg-1-100d
1 | F | Cable Mgr
0b |  | Avocent 48 Port Cyclade | am3-oob-c5r502-ts-1
0a |  | PDU

## c5r503 BDCS ZFS
|  |  |  | Copper / Fiber | Cable OR Optic Type | Vlans | Device | Rack | RU | Interface | Patch Panel R U Interface | Patch Panel R U Interface | Device | Rack | RU | Interface | Optics
z503 |  |  |  | Copper | Cat6 | 20 |  | c3r503 | 22 | mgmt | z503 u1 p25 | c5r501 u48 p25 | am3-oob-c5r501-agg-1-100d | c5r501 | 4 | e100/1/9
RU | F/R | Overhead Patch Panels |  | Copper | Cat6 | 300 |  | c3r503 | 22 | net0 | z503 u1 p26 | c5r501 u48 p26 | am3-bdcs-c5r501-dist-1 | c5r501 | 33 | Eth1/17 | GLC-T
U4 |  |  |  | Copper | Cat6 | 300 |  | c3r503 | 22 | net1 | z503 u2 p26 | c5r502 u48 p26 | am3-bdcs-c5r502-dist-2 | c5r502 | 33 | Eth1/17 | GLC-T
U3 | R | 18 Port copper - r501 RU41 | 18 Port copper - r502 RU41 | Copper | Cat6 | n/a |  | c3r503 | 22 | con | z503 u1 p29 | c5r501 u48 p29 | am3-oob-c5r501-ts-1 | c5r501 | 2 | p20
U2 | R | 24port LC Fibre - r502 RU48 | 8Port copper - r502 RU48
U1 | R | 24port LC Fibre - r501 RU48 | 8Port copper - r501 RU48 | Copper | Cat6 | 20 |  | c3r503 | 18 | mgmt | z503 u1 p27 | c5r501 u48 p27 | am3-oob-c5r501-agg-1-100d | c5r501 | 4 | e100/1/10
|  |  |  | Copper | Cat6 | 300 |  | c3r503 | 18 | net2 | z503 u1 p28 | c5r501 u48 p28 | am3-bdcs-c5r501-dist-1 | c5r501 | 33 | Eth1/18 | GLC-T
|  |  |  | Copper | Cat6 | 300 |  | c3r503 | 18 | net3 | z503 u2 p28 | c5r502 u48 p28 | am3-bdcs-c5r502-dist-2 | c5r502 | 33 | Eth1/18 | GLC-T
|  |  |  | Copper | Cat6 | n/a |  | c3r503 | 18 | con | z503 u1 p30 | c5r501 u48 p30 | am3-oob-c5r501-ts-1 | c5r501 | 2 | p21
C5R503 - ZS 4-4 - Config 71
Serial #
RU | F/R | DEVICE | HOSTNAME
42 |  |  |  | VLAN INFO
41 |  | Storage Shelf |  | INTERFACE CATEGORY | VLAN | ROUTING INSTANCE | SECURITY ZONE | Subnet Details | Notes
40 |  |  |  | BDCS Management | 300 | trust-vr | BDCS-MGMT | 10.24.44.0/22
33
38 |  |  |  | ILOM | 20 |  | DRAC | 10.24.8.0/21
37 |  | Storage Shelf
36
35
34
33 |  | Storage Shelf
32
31
30
29 |  | Storage Shelf
28
27
26
25 |  | Head A | am3-opc-c5r503-zfs-1
24
23
22
21 |  | Head B | am3-opc-c5r503-zfs-2
20
19
18
17 |  | Storage Shelf
16
15
14
13 |  | Storage Shelf
12
11
10
9 |  | Storage Shelf
8
7
6
5 |  | Storage Shelf
4
3
2
1
0b | R | PDU 6441A | 32Amp 3-Phase High Voltage
0a | R | PDU 6441A | 32Amp 3-Phase High Voltage

## c5r504 BDA
|  |  |  | Copper / Fiber | Cable OR Optic Type | Vlans | Device | Rack | RU | Interface | Patch Panel R U Interface | Patch Panel R U Interface | Device | Rack | RU | Interface | Optics
z504
RU | F/R | Overhead Patch Panels |  | Fiber | MMF (MPO-4LC) | 200 |  | c3r1010 | 20 | 0A-ETH-1 | z504 u1 p1 | c5r501 u47 p1 | am3-bdcs-c5r501-dist-1 | c5r501 | 33 | e1/20 | SFP-10G-SR
U4 |  |  |  | Fiber | MMF (MPO-4LC) | 200 |  | c3r1010 | 20 | 1A-ETH-1 | z504 u1 p4 | c5r501 u47 p4 | am3-bdcs-c5r501-dist-1 | c5r501 | 33 | e1/23 | SFP-10G-SR
U3 | R | 18 Port copper - r501 RU40 | 18 Port copper - r502 RU40 | Fiber | MMF (MPO-4LC) | 201 |  | c3r1010 | 20 | 0A-ETH-2 | z504 u1 p2 | c5r501 u47 p2 | am3-bdcs-c5r501-dist-1 | c5r501 | 33 | e1/21 | SFP-10G-SR
U2 | R | 24port LC Fibre - r502 RU47 | 8Port copper - r502 RU47 | Fiber | MMF (MPO-4LC) | 201 |  | c3r1010 | 20 | 1A-ETH-2 | z504 u1 p5 | c5r501 u47 p5 | am3-bdcs-c5r501-dist-1 | c5r501 | 33 | e1/24 | SFP-10G-SR
U1 | R | 24port LC Fibre - r501 RU47 | 8Port copper - r501 RU47 | Fiber | MMF (MPO-4LC) | 202 |  | c3r1010 | 20 | 0A-ETH-3 | z504 u1 p3 | c5r501 u47 p3 | am3-bdcs-c5r501-dist-1 | c5r501 | 33 | e1/22 | SFP-10G-SR
|  |  |  | Fiber | MMF (MPO-4LC) | 202 |  | c3r1010 | 20 | 1A-ETH-3 | z504 u1 p6 | c5r501 u47 p6 | am3-bdcs-c5r501-dist-1 | c5r501 | 33 | e1/25 | SFP-10G-SR
|  |  |  | Fiber | MMF (MPO-4LC) | 200 |  | c3r1010 | 22 | 0A-ETH-1 | z504 u2 p1 | c5r502 u47 p1 | am3-bdcs-c5r502-dist-2 | c5r502 | 33 | e1/20 | SFP-10G-SR
Serial # |  | C5R504 - BDA |  | Fiber | MMF (MPO-4LC) | 200 |  | c3r1010 | 22 | 1A-ETH-1 | z504 u2 p4 | c5r502 u47 p4 | am3-bdcs-c5r502-dist-2 | c5r502 | 33 | e1/23 | SFP-10G-SR
RU | F/R | DEVICE | HOSTNAME | Fiber | MMF (MPO-4LC) | 201 |  | c3r1010 | 22 | 0A-ETH-2 | z504 u2 p2 | c5r502 u47 p2 | am3-bdcs-c5r502-dist-2 | c5r502 | 33 | e1/21 | SFP-10G-SR
42 | R | 1U Solid Filler |  | Fiber | MMF (MPO-4LC) | 201 |  | c3r1010 | 22 | 1A-ETH-2 | z504 u2 p5 | c5r502 u47 p5 | am3-bdcs-c5r502-dist-2 | c5r502 | 33 | e1/24 | SFP-10G-SR
41 | R | X5-2 (EM) | nlclgd0085 | Fiber | MMF (MPO-4LC) | 202 |  | c3r1010 | 22 | 0A-ETH-3 | z504 u2 p3 | c5r502 u47 p3 | am3-bdcs-c5r502-dist-2 | c5r502 | 33 | e1/22 | SFP-10G-SR
40 | R | X5-2 BDA Server | nlclbx0018 | Fiber | MMF (MPO-4LC) | 202 |  | c3r1010 | 22 | 1A-ETH-3 | z504 u2 p6 | c5r502 u47 p6 | am3-bdcs-c5r502-dist-2 | c5r502 | 33 | e1/25 | SFP-10G-SR
33 | R
38 | R | X5-2 BDA Server | nlclbx0017 | Copper | Cat6 | n/a | am3-bdcs-c5r504-acc-1 | c3r1010 | 21 | Con | z504 u1 p25 | c5r501 u47 p25 | am3-oob-c5r501-ts-1 | c5r501 | 2 | p11
37 | R |  |  | Copper | Cat6 | 10 | am3-bdcs-c5r504-acc-1 | c3r1010 | 21 | mgmt | z504 u1 p26 | c5r501 u47 p26 | am3-oob-c5r501-agg-1-100d | c5r501 | 4 | e100/1/11
36 | F | X5-2 BDA Server | nlclbx0016 | Copper | Cat6 | 300 | am3-bdcs-c5r504-acc-1 | c3r1010 | 21 | Te1/49 | z504 u1 p7 | c5r501 u47 p7 | am3-bdcs-c5r501-dist-1 | c5r501 | 32 | e1/19 | GLC-T
35 | F |  |  | Copper | Cat6 | 300 | am3-bdcs-c5r504-acc-1 | c3r1010 | 21 | Te1/50 | z504 u2 p7 | c5r502 u47 p7 | am3-bdcs-c5r502-dist-2 | c5r502 | 29 | e1/19 | GLC-T
34 | F | X5-2 BDA Server | nlclbx0015
33 | F |  |  | copper | cat6 | 300 |  | c3r1010 | 41 | eth0 | z504 u1p27 | c5r501 u47 p27 | am3-bdcs-c5r501-dist-1 | c5r501 | 33 | Eth3/9 | GLC-T
32 | F | X5-2 BDA Server | nlclbx0014 | copper | cat6 | 300 |  | c3r1010 | 41 | eth1 | z504 u2 p27 | c5r502 u47 p27 | am3-bdcs-c5r502-dist-2 | c5r502 | 33 | Eth3/9 | GLC-T
31 | F |  |  | copper | cat6 | 300 |  | c3r1010 | 41 | ILOM | homerun | homerun | am3-bdcs-c5r504-acc-1 | c5r501 | 21 | Gi1/48
30 | F | X5-2 BDA Server | nlclbx0013
29 | F |  |  | copper | cat6 | n/a |  | c3r1010 | 2 | console | z504 u2 p25 | c5r502 u47 p25 | am3-oob-c5r502-ts-1 | c5r502 | 2 | p11
28 | F | X5-2 BDA Server | nlclbx0012
27 | F
26 | F | X5-2 BDA Server | nlclbx0011 | VLAN INFO
25 | F |  |  | INTERFACE CATEGORY | VLAN | ROUTING INSTANCE | SECURITY ZONE | Subnet Details | Notes
24 | F | X5-2 BDA Server | nlclbx0010 | Customer #1 FE | 200 | trust-vr | BDCS-FE-CUST1 | 140.86.24.0/26
23 | F |  |  | Customer #2 FE | 201 | trust-vr | BDCS-FE-CUST2 | 140.86.24.64/26
22 | F | NM2-GW IB Leaf Switch | nlclgxibsw412 | Customer #3 FE | 202 | trust-vr | BDCS-FE-CUST3 | 140.86.24.128/26
21 | F | Cisco 4948 | am3-bdcs-c5r504-acc-1
20 | F | NM2-GW IB Leaf Switch | nlclgxibsw411 | BDCS Management | 300 | trust-vr | BDCS-MGMT | 10.24.44.0/22
19 | F | X5-2 BDA Server | nlclbx0009
18 | F
17 | F | X5-2 BDA Server | nlclbx0008
16 | F
15 | F | X5-2 BDA Server | nlclbx0007
14 | F
13 | F | X5-2 BDA Server | nlclbx0006
12 | F
11 | F | X5-2 BDA Server | nlclbx0005
10 | F
9 | F | X5-2 BDA Server | nlclbx0004
8 | F
7 | F | X5-2 BDA Server | nlclbx0003
6 | F
5 | F | X5-2 BDA Server | nlclbx0002
4 | F
3 | F | X5-2 BDA Server | nlclbx0001
2 | F
1 | F | NM2-36P IB Spine Switch | nlclgxibsw410
0b | R | PDU | nlclgxpdu577
0a | R | PDU | nlclgxpdu576
0a | R | PDU

## c5r505 BDA
|  |  |  | Copper / Fiber | Cable OR Optic Type | Vlans | Device | Rack | RU | Interface | Patch Panel R U Interface | Patch Panel R U Interface | Device | Rack | RU | Interface | Optics
z505
RU | F/R | Overhead Patch Panels |  | Fiber | MMF (MPO-4LC) | 203 |  | c5r504 | 20 | 0A-ETH-1 | z504 u1 p1 | c5r501 u46 p1 | am3-bdcs-c5r501-dist-1 | c5r501 | 33 | e1/27 | SFP-10G-SR
U4 |  |  |  | Fiber | MMF (MPO-4LC) | 203 |  | c5r504 | 20 | 1A-ETH-1 | z504 u1 p4 | c5r501 u46 p4 | am3-bdcs-c5r501-dist-1 | c5r501 | 33 | e1/30 | SFP-10G-SR
U3 | R | 18 Port copper - r501 RU33 | 18 Port copper - r502 RU33 | Fiber | MMF (MPO-4LC) | 204 |  | c5r504 | 20 | 0A-ETH-2 | z504 u1 p2 | c5r501 u46 p2 | am3-bdcs-c5r501-dist-1 | c5r501 | 33 | e1/28 | SFP-10G-SR
U2 | R | 24port LC Fibre - r502 RU46 | 8Port copper - r502 RU46 | Fiber | MMF (MPO-4LC) | 204 |  | c5r504 | 20 | 1A-ETH-2 | z504 u1 p5 | c5r501 u46 p5 | am3-bdcs-c5r501-dist-1 | c5r501 | 33 | e1/31 | SFP-10G-SR
U1 | R | 24port LC Fibre - r501 RU46 | 8Port copper - r501 RU46 | Fiber | MMF (MPO-4LC) | 205 |  | c5r504 | 20 | 0A-ETH-3 | z504 u1 p3 | c5r501 u46 p3 | am3-bdcs-c5r501-dist-1 | c5r501 | 33 | e1/29 | SFP-10G-SR
|  |  |  | Fiber | MMF (MPO-4LC) | 205 |  | c5r504 | 20 | 1A-ETH-3 | z504 u1 p6 | c5r501 u46 p6 | am3-bdcs-c5r501-dist-1 | c5r501 | 33 | e1/32 | SFP-10G-SR
|  |  |  | Fiber | MMF (MPO-4LC) | 203 |  | c5r504 | 22 | 0A-ETH-1 | z504 u2 p1 | c5r502 u46 p1 | am3-bdcs-c5r502-dist-2 | c5r502 | 33 | e1/27 | SFP-10G-SR
C5R505 - BDA |  |  |  | Fiber | MMF (MPO-4LC) | 203 |  | c5r504 | 22 | 1A-ETH-1 | z504 u2 p4 | c5r502 u46 p4 | am3-bdcs-c5r502-dist-2 | c5r502 | 33 | e1/30 | SFP-10G-SR
Serial # |  |  |  | Fiber | MMF (MPO-4LC) | 204 |  | c5r504 | 22 | 0A-ETH-2 | z504 u2 p2 | c5r502 u46 p2 | am3-bdcs-c5r502-dist-2 | c5r502 | 33 | e1/28 | SFP-10G-SR
RU | F/R | DEVICE | HOSTNAME | Fiber | MMF (MPO-4LC) | 204 |  | c5r504 | 22 | 1A-ETH-2 | z504 u2 p5 | c5r502 u46 p5 | am3-bdcs-c5r502-dist-2 | c5r502 | 33 | e1/31 | SFP-10G-SR
42 | R | 1U Solid Filler |  | Fiber | MMF (MPO-4LC) | 205 |  | c5r504 | 22 | 0A-ETH-3 | z504 u2 p3 | c5r502 u46 p3 | am3-bdcs-c5r502-dist-2 | c5r502 | 33 | e1/29 | SFP-10G-SR
41 | R | 1U Solid Filler |  | Fiber | MMF (MPO-4LC) | 205 |  | c5r504 | 22 | 1A-ETH-3 | z504 u2 p6 | c5r502 u46 p6 | am3-bdcs-c5r502-dist-2 | c5r502 | 33 | e1/32 | SFP-10G-SR
40 | R | X5-2 BDA Server | nlclbx0036
33 | R |  |  | Copper | Cat6 | n/a | am3-bdcs-c5r505-acc-1 | c5r504 | 21 | Con | z504 u1 p25 | c5r501 u46 p25 | am3-oob-c5r501-ts-1 | c5r501 | 2 | p12
38 | R | X5-2 BDA Server | nlclbx0035 | Copper | Cat6 | 10 | am3-bdcs-c5r505-acc-1 | c5r504 | 21 | mgmt | z504 u1 p26 | c5r501 u46 p26 | am3-oob-c5r501-agg-1-100d | c5r501 | 4 | e100/1/12
37 | R |  |  | Copper | Cat6 | 300 | am3-bdcs-c5r505-acc-1 | c5r504 | 21 | Te1/49 | z504 u1 p7 | c5r501 u46 p7 | am3-bdcs-c5r501-dist-1 | c5r501 | 33 | e1/26 | GLC-T
36 | F | X5-2 BDA Server | nlclbx0034 | Copper | Cat6 | 300 | am3-bdcs-c5r505-acc-1 | c5r504 | 21 | Te1/50 | z504 u2 p7 | c5r502 u46 p7 | am3-bdcs-c5r502-dist-2 | c5r502 | 33 | e1/26 | GLC-T
35 | F
34 | F | X5-2 BDA Server | nlclbx0033 | Copper | Cat6 | n/a |  | c5r504 | 2 | Con | z504 u2 p25 | c5r502 u46 p25 | am3-oob-c5r502-ts-1 | c5r502 | 2 | p12
33 | F
32 | F | X5-2 BDA Server | nlclbx0032
31 | F |  |  | INTERFACE CATEGORY | VLAN | ROUTING INSTANCE | SECURITY ZONE | Subnet Details | Notes
30 | F | X5-2 BDA Server | nlclbx0031 | Customer #4 FE | 203 | trust-vr | BDCS-FE-CUST4 | 140.86.24.196/26
29 | F |  |  | Customer #5 FE | 204 | trust-vr | BDCS-FE-CUST5 | 140.86.25.0/26
28 | F | X5-2 BDA Server | nlclbx0030 | Customer #6 FE | 205 | trust-vr | BDCS-FE-CUST6 | 140.86.25.64/26
27 | F
26 | F | X5-2 BDA Server | nlclbx0029 | BDCS Management | 300 | trust-vr | BDCS-MGMT | 10.24.44.0/22
25 | F
24 | F | X5-2 BDA Server | nlclbx0028
23 | F
22 | F | NM2-GW IB Leaf Switch | nlclgxibsw415
21 | F | Cisco 4948 | am3-bdcs-c5r505-acc-1
20 | F | NM2-GW IB Leaf Switch | nlclgxibsw414
19 | F | X5-2 BDA Server | nlclbx0027
18 | F
17 | F | X5-2 BDA Server | nlclbx0026
16 | F
15 | F | X5-2 BDA Server | nlclbx0025
14 | F
13 | F | X5-2 BDA Server | nlclbx0024
12 | F
11 | F | X5-2 BDA Server | nlclbx0023
10 | F
9 | F | X5-2 BDA Server | nlclbx0022
8 | F
7 | F | X5-2 BDA Server | nlclbx0021
6 | F
5 | F | X5-2 BDA Server | nlclbx0020
4 | F
3 | F | X5-2 BDA Server | nlclbx0019
2 | F
1 | F | NM2-36P IB Spine Switch | nlclgxibsw413
0b | R | PDU | nlclgxpdu579
0a | R | PDU | nlclgxpdu578

## c5r506 BDA
|  |  |  | Copper / Fiber | Cable OR Optic Type | Vlans | Device | Rack | RU | Interface | Patch Panel R U Interface | Patch Panel R U Interface | Device | Rack | RU | Interface | Optics
z506
RU | F/R | Overhead Patch Panels |  | Fiber | MMF (MPO-4LC) | 206 |  | c5r506 | 20 | 0A-ETH-1 | z506 u1 p1 | c5r501 u45 p1 | am3-bdcs-c5r501-dist-1 | c5r501 | 33 | e1/34 | SFP-10G-SR
U4 |  |  |  | Fiber | MMF (MPO-4LC) | 206 |  | c5r506 | 20 | 1A-ETH-1 | z506 u1 p4 | c5r501 u45 p4 | am3-bdcs-c5r501-dist-1 | c5r501 | 33 | e1/37 | SFP-10G-SR
U3 | R | 18 Port copper - r501 RU38 | 18 Port copper - r502 RU38 | Fiber | MMF (MPO-4LC) | 207 |  | c5r506 | 20 | 0A-ETH-2 | z506 u1 p2 | c5r501 u45 p2 | am3-bdcs-c5r501-dist-1 | c5r501 | 33 | e1/35 | SFP-10G-SR
U2 | R | 24port LC Fibre - r502 RU45 | 8Port copper - r502 RU45 | Fiber | MMF (MPO-4LC) | 207 |  | c5r506 | 20 | 1A-ETH-2 | z506 u1 p5 | c5r501 u45 p5 | am3-bdcs-c5r501-dist-1 | c5r501 | 33 | e1/38 | SFP-10G-SR
U1 | R | 24port LC Fibre - r501 RU45 | 8Port copper - r501 RU45 | Fiber | MMF (MPO-4LC) | 208 |  | c5r506 | 20 | 0A-ETH-3 | z506 u1 p3 | c5r501 u45 p3 | am3-bdcs-c5r501-dist-1 | c5r501 | 33 | e1/36 | SFP-10G-SR
|  |  |  | Fiber | MMF (MPO-4LC) | 208 |  | c5r506 | 20 | 1A-ETH-3 | z506 u1 p6 | c5r501 u45 p6 | am3-bdcs-c5r501-dist-1 | c5r501 | 33 | e1/33 | SFP-10G-SR
|  |  |  | Fiber | MMF (MPO-4LC) | 206 |  | c5r506 | 22 | 0A-ETH-1 | z506 u2 p1 | c5r502 u45 p1 | am3-bdcs-c5r502-dist-2 | c5r502 | 33 | e1/34 | SFP-10G-SR
C5R506 - BDA |  |  |  | Fiber | MMF (MPO-4LC) | 206 |  | c5r506 | 22 | 1A-ETH-1 | z506 u2 p4 | c5r502 u45 p4 | am3-bdcs-c5r502-dist-2 | c5r502 | 33 | e1/37 | SFP-10G-SR
Serial # |  |  |  | Fiber | MMF (MPO-4LC) | 207 |  | c5r506 | 22 | 0A-ETH-2 | z506 u2 p2 | c5r502 u45 p2 | am3-bdcs-c5r502-dist-2 | c5r502 | 33 | e1/35 | SFP-10G-SR
42 | R | 1U Solid Filler |  | Fiber | MMF (MPO-4LC) | 207 |  | c5r506 | 22 | 1A-ETH-2 | z506 u2 p5 | c5r502 u45 p5 | am3-bdcs-c5r502-dist-2 | c5r502 | 33 | e1/38 | SFP-10G-SR
41 | R | 1U Solid Filler |  | Fiber | MMF (MPO-4LC) | 208 |  | c5r506 | 22 | 0A-ETH-3 | z506 u2 p3 | c5r502 u45 p3 | am3-bdcs-c5r502-dist-2 | c5r502 | 33 | e1/36 | SFP-10G-SR
40 | R | X5-2 BDA Server | nlclbx0054 | Fiber | MMF (MPO-4LC) | 208 |  | c5r506 | 22 | 1A-ETH-3 | z506 u2 p6 | c5r502 u45 p6 | am3-bdcs-c5r502-dist-2 | c5r502 | 33 | e1/33 | SFP-10G-SR
33 | R
38 | R | X5-2 BDA Server | nlclbx0053 | Copper | Cat6 | n/a | am3-bdcs-c5r506-acc-1 | c5r506 | 21 | Con | z506 u1 p25 | c5r501 u45 p25 | am3-oob-c5r501-ts-1 | c5r501 | 2 | p13
37 | R |  |  | Copper | Cat6 | 10 | am3-bdcs-c5r506-acc-1 | c5r506 | 21 | mgmt | z506 u1 p26 | c5r501 u45 p26 | am3-oob-c5r501-agg-1-100d | c5r501 | 4 | e100/1/13
36 | F | X5-2 BDA Server | nlclbx0052 | Copper | Cat6 | 300 | am3-bdcs-c5r506-acc-1 | c5r506 | 21 | Te1/49 | z506 u1 p7 | c5r501 u45 p7 | am3-bdcs-c5r501-dist-1 | c5r501 | 33 | e1/33 | GLC-T
35 | F |  |  | Copper | Cat6 | 300 | am3-bdcs-c5r506-acc-1 | c5r506 | 21 | Te1/50 | z506 u2 p7 | c5r502 u45 p7 | am3-bdcs-c5r502-dist-2 | c5r502 | 33 | e1/33 | GLC-T
34 | F | X5-2 BDA Server | nlclbx0051 | Copper | Cat6 | n/a | slclbx0127 | c5r506 | 2 | Con | z506 u12p25 | c5r502 u45 p25 | am3-oob-c5r502-ts-1 | c5r502 | 2 | p13
33 | F
32 | F | X5-2 BDA Server | nlclbx0050 | VLAN INFO
31 | F |  |  | INTERFACE CATEGORY | VLAN | ROUTING INSTANCE | SECURITY ZONE | Subnet Details | Notes
30 | F | X5-2 BDA Server | nlclbx0049 | Customer #7 FE | 206 | trust-vr | BDCS-FE-CUST7 | 140.86.25.128/26
29 | F |  |  | Customer #8 FE | 207 | trust-vr | BDCS-FE-CUST8 | 140.86.25.192/26
28 | F | X5-2 BDA Server | nlclbx0048 | Customer #9 FE | 208 | trust-vr | BDCS-FE-CUST9 | 140.86.26.0/26
27 | F
26 | F | X5-2 BDA Server | nlclbx0047 | BDCS Management | 300 | trust-vr | BDCS-MGMT | 10.24.44.0/22
25 | F
24 | F | X5-2 BDA Server | nlclbx0046
23 | F
22 | F | NM2-GW IB Leaf Switch | nlclgxibsw418
21 | F | Cisco 4948 | am3-bdcs-c5r506-acc-1
20 | F | NM2-GW IB Leaf Switch | nlclgxibsw417
19 | F | X5-2 BDA Server | nlclbx0045
18 | F
17 | F | X5-2 BDA Server | nlclbx0044
16 | F
15 | F | X5-2 BDA Server | nlclbx0043
14 | F
13 | F | X5-2 BDA Server | nlclbx0042
12 | F
11 | F | X5-2 BDA Server | nlclbx0041
10 | F
9 | F | X5-2 BDA Server | nlclbx0040
8 | F
7 | F | X5-2 BDA Server | nlclbx0039
6 | F
5 | F | X5-2 BDA Server | nlclbx0038
4 | F
3 | F | X5-2 BDA Server | nlclbx0037
2 | F
1 | F | NM2-36P IB Spine Switch | nlclgxibsw416
0b | R | PDU | nlclgxpdu581
0a | R | PDU | nlclgxpdu580
0a | R | PDU

## c5r507 BDA
|  |  |  | Copper / Fiber | Cable OR Optic Type | Vlans | Device | Rack | RU | Interface | Patch Panel R U Interface | Patch Panel R U Interface | Device | Rack | RU | Interface | Optics
z507
RU | F/R | Overhead Patch Panels |  | Fiber | MMF (MPO-4LC) | 209 |  | c5r507 | 20 | 0A-ETH-1 | z507 u1 p1 | c5r501 u44 p1 | am3-bdcs-c5r501-dist-1 | c5r501 | 33 | e1/41 | SFP-10G-SR
U4 |  |  |  | Fiber | MMF (MPO-4LC) | 209 |  | c5r507 | 20 | 1A-ETH-1 | z507 u1 p4 | c5r501 u44 p4 | am3-bdcs-c5r501-dist-1 | c5r501 | 33 | e1/44 | SFP-10G-SR
U3 | R | 18 Port copper - r501 RU37 | 18 Port copper - r502 RU37 | Fiber | MMF (MPO-4LC) | 210 |  | c5r507 | 20 | 0A-ETH-2 | z507 u1 p2 | c5r501 u44 p2 | am3-bdcs-c5r501-dist-1 | c5r501 | 33 | e1/42 | SFP-10G-SR
U2 | R | 24port LC Fibre - r502 RU44 | 8Port copper - r502 RU44 | Fiber | MMF (MPO-4LC) | 211 |  | c5r507 | 20 | 0A-ETH-3 | z507 u1 p5 | c5r501 u44 p5 | am3-bdcs-c5r501-dist-1 | c5r501 | 33 | e1/43 | SFP-10G-SR
U1 | R | 24port LC Fibre - r501 RU44 | 8Port copper - r501 RU44 | Fiber | MMF (MPO-4LC) | 210 |  | c5r507 | 20 | 1A-ETH-2 | z507 u1 p3 | c5r501 u44 p3 | am3-bdcs-c5r501-dist-1 | c5r501 | 33 | e1/45 | SFP-10G-SR
|  |  |  | Fiber | MMF (MPO-4LC) | 211 |  | c5r507 | 20 | 1A-ETH-3 | z507 u1 p6 | c5r501 u44 p6 | am3-bdcs-c5r501-dist-1 | c5r501 | 33 | e1/46 | SFP-10G-SR
|  |  |  | Fiber | MMF (MPO-4LC) | 209 |  | c5r507 | 22 | 0A-ETH-1 | z507 u2 p1 | c5r502 u44 p1 | am3-bdcs-c5r502-dist-2 | c5r502 | 33 | e1/41 | SFP-10G-SR
C5R507 - BDA |  |  |  | Fiber | MMF (MPO-4LC) | 209 |  | c5r507 | 22 | 1A-ETH-1 | z507 u2 p4 | c5r502 u44 p4 | am3-bdcs-c5r502-dist-2 | c5r502 | 33 | e1/44 | SFP-10G-SR
Serial # |  |  |  | Fiber | MMF (MPO-4LC) | 210 |  | c5r507 | 22 | 0A-ETH-2 | z507 u2 p2 | c5r502 u44 p2 | am3-bdcs-c5r502-dist-2 | c5r502 | 33 | e1/42 | SFP-10G-SR
RU | F/R | DEVICE | HOSTNAME | Fiber | MMF (MPO-4LC) | 211 |  | c5r507 | 22 | 0A-ETH-3 | z507 u2 p5 | c5r502 u44 p5 | am3-bdcs-c5r502-dist-2 | c5r502 | 33 | e1/43 | SFP-10G-SR
42 | R | 1U Solid Filler |  | Fiber | MMF (MPO-4LC) | 210 |  | c5r507 | 22 | 1A-ETH-2 | z507 u2 p3 | c5r502 u44 p3 | am3-bdcs-c5r502-dist-2 | c5r502 | 33 | e1/45 | SFP-10G-SR
41 | R | X5-2 (EM) | nlclgd0086 | Fiber | MMF (MPO-4LC) | 211 |  | c5r507 | 22 | 1A-ETH-3 | z507 u2 p6 | c5r502 u44 p6 | am3-bdcs-c5r502-dist-2 | c5r502 | 33 | e1/46 | SFP-10G-SR
40 | R | X5-2 BDA Server | nlclbx0072
33 | R |  |  | Copper | Cat6 | n/a | am3-bdcs-c5r507-acc-1 | c5r507 | 21 | Con | z507 u1 p25 | c5r501 u44 p25 | am3-oob-c5r501-ts-1 | c5r501 | 2 | p14
38 | R | X5-2 BDA Server | nlclbx0071 | Copper | Cat6 | 10 | am3-bdcs-c5r507-acc-1 | c5r507 | 21 | mgmt | z507 u1 p26 | c5r501 u44 p26 | am3-oob-c5r501-agg-1-100d | c5r501 | 4 | e100/1/14
37 | R |  |  | Copper | Cat6 | 300 | am3-bdcs-c5r507-acc-1 | c5r507 | 21 | Te1/49 | z507 u1 p7 | c5r501 u44 p7 | am3-bdcs-c5r501-dist-1 | c5r501 | 33 | e1/40 | GLC-T
36 | F | X5-2 BDA Server | nlclbx0070 | Copper | Cat6 | 300 | am3-bdcs-c5r507-acc-1 | c5r507 | 21 | Te1/50 | z507 u2 p7 | c5r502 u44 p7 | am3-bdcs-c5r502-dist-2 | c5r502 | 33 | e1/40 | GLC-T
35 | F
34 | F | X5-2 BDA Server | nlclbx0069 | copper | cat6 | 300 |  | c5r507 | 41 | eth0 | z507 u1 p27 | c5r501 u47 p27 | am3-bdcs-c5r501-dist-1 | c5r501 | 33 | Eth3/10 | GLC-T
33 | F |  |  | copper | cat6 | 300 |  | c5r507 | 41 | eth1 | z507 u2 p27 | c5r502 u47 p27 | am3-bdcs-c5r502-dist-2 | c5r502 | 33 | Eth3/10 | GLC-T
32 | F | X5-2 BDA Server | nlclbx0068 | copper | cat6 | 300 |  | c5r507 | 41 | ILOM | homerun | homerun | am3-bdcs-c5r507-acc-1 | c5r501 | 21 | Gi1/48
31 | F |  |  | copper | cat6 | n/a |  | c5r507 | 2 | n/a | z507 u2 p25 | c5r502 u44 p25 | am3-oob-c5r502-ts-1 | c5r502 | 2 | p14
30 | F | X5-2 BDA Server | nlclbx0067
29 | F
28 | F | X5-2 BDA Server | nlclbx0066
27 | F
26 | F | X5-2 BDA Server | nlclbx0065
25 | F
24 | F | X5-2 BDA Server | nlclbx0064
23 | F |  |  | VLAN INFO
22 | F | NM2-GW IB Leaf Switch | nlclgxibsw421 | INTERFACE CATEGORY | VLAN | ROUTING INSTANCE | SECURITY ZONE | Subnet Details | Notes
21 | F | Cisco 4948 | am3-bdcs-c5r507-acc-1 | Customer #10 FE | 209 | trust-vr | BDCS-FE-CUST10 | 140.86.26.64/26
20 | F | NM2-GW IB Leaf Switch | nlclgxibsw420 | Customer #11 FE | 210 | trust-vr | BDCS-FE-CUST11 | 140.86.26.128/26
19 | F | X5-2 BDA Server | nlclbx0063 | Customer #12 FE | 211 | trust-vr | BDCS-FE-CUST12 | 140.86.26.192/26
18 | F
17 | F | X5-2 BDA Server | nlclbx0062
16 | F |  |  | BDCS Management | 300 | trust-vr | BDCS-MGMT | 10.24.44.0/22
15 | F | X5-2 BDA Server | nlclbx0061
14 | F
13 | F | X5-2 BDA Server | nlclbx0060
12 | F
11 | F | X5-2 BDA Server | nlclbx0059
10 | F
9 | F | X5-2 BDA Server | nlclbx0058
8 | F
7 | F | X5-2 BDA Server | nlclbx0057
6 | F
5 | F | X5-2 BDA Server | nlclbx0056
4 | F
3 | F | X5-2 BDA Server | nlclbx0055
2 | F
1 | F | NM2-36P IB Spine Switch | nlclgxibsw419
0b | R | PDU | nlclgxpdu583
0a | R | PDU | nlclgxpdu582

## c5r508 BDA
|  |  |  | Copper / Fiber | Cable OR Optic Type | Vlans | Device | Rack | RU | Interface | Patch Panel R U Interface | Patch Panel R U Interface | Device | Rack | RU | Interface | Optics
z508
RU | F/R | Overhead Patch Panels |  | Fiber | MMF (MPO-4LC) | 212 |  | c5r508 | 20 | 0A-ETH-1 | z508 u1 p1 | c5r501 U43 p1 | am3-bdcs-c5r501-dist-1 | c5r501 | 33 | e2/2 | SFP-10G-SR
U4 |  |  |  | Fiber | MMF (MPO-4LC) | 213 |  | c5r508 | 20 | 0A-ETH-2 | z508 u1 p4 | c5r501 U43 p4 | am3-bdcs-c5r501-dist-1 | c5r501 | 33 | e2/3 | SFP-10G-SR
U3 | R | 18 Port copper - r501 RU36 | 18 Port copper - r502 RU36 | Fiber | MMF (MPO-4LC) | 214 |  | c5r508 | 20 | 0A-ETH-3 | z508 u1 p2 | c5r501 U43 p2 | am3-bdcs-c5r501-dist-1 | c5r501 | 33 | e2/4 | SFP-10G-SR
U2 | R | 24port LC Fibre - r502 RU43 | 8Port copper - r502 RU43 | Fiber | MMF (MPO-4LC) | 212 |  | c5r508 | 20 | 1A-ETH-1 | z508 u1 p5 | c5r501 U43 p5 | am3-bdcs-c5r501-dist-1 | c5r501 | 33 | e2/5 | SFP-10G-SR
U1 | R | 24port LC Fibre - r501 RU43 | 8Port copper - r501 RU43 | Fiber | MMF (MPO-4LC) | 213 |  | c5r508 | 20 | 1A-ETH-2 | z508 u1 p3 | c5r501 U43 p3 | am3-bdcs-c5r501-dist-1 | c5r501 | 33 | e2/6 | SFP-10G-SR
|  |  |  | Fiber | MMF (MPO-4LC) | 214 |  | c5r508 | 20 | 1A-ETH-3 | z508 u1 p6 | c5r501 U43 p6 | am3-bdcs-c5r501-dist-1 | c5r501 | 33 | e2/7 | SFP-10G-SR
|  |  |  | Fiber | MMF (MPO-4LC) | 212 |  | c5r508 | 22 | 0A-ETH-1 | z508 u2 p1 | c5r502 U43 p1 | am3-bdcs-c5r502-dist-2 | c5r502 | 33 | e2/2 | SFP-10G-SR
C5R508 - BDA |  |  |  | Fiber | MMF (MPO-4LC) | 213 |  | c5r508 | 22 | 0A-ETH-2 | z508 u2 p4 | c5r502 U43 p4 | am3-bdcs-c5r502-dist-2 | c5r502 | 33 | e2/3 | SFP-10G-SR
Serial # |  |  |  | Fiber | MMF (MPO-4LC) | 214 |  | c5r508 | 22 | 0A-ETH-3 | z508 u2 p2 | c5r502 U43 p2 | am3-bdcs-c5r502-dist-2 | c5r502 | 33 | e2/4 | SFP-10G-SR
Serial # |  |  |  | Fiber | MMF (MPO-4LC) | 212 |  | c5r508 | 22 | 1A-ETH-1 | z508 u2 p5 | c5r502 U43 p5 | am3-bdcs-c5r502-dist-2 | c5r502 | 33 | e2/5 | SFP-10G-SR
RU | F/R | DEVICE | HOSTNAME | Fiber | MMF (MPO-4LC) | 213 |  | c5r508 | 22 | 1A-ETH-2 | z508 u2 p3 | c5r502 U43 p3 | am3-bdcs-c5r502-dist-2 | c5r502 | 33 | e2/6 | SFP-10G-SR
42 | R | 1U Solid Filler |  | Fiber | MMF (MPO-4LC) | 214 |  | c5r508 | 22 | 1A-ETH-3 | z508 u2 p6 | c5r502 U43 p6 | am3-bdcs-c5r502-dist-2 | c5r502 | 33 | e2/7 | SFP-10G-SR
41 | R | 1U Solid Filler
40 | R | X5-2 BDA Server | nlclbx0090 | Copper | Cat6 | n/a | am3-bdcs-c5r508-acc-1 | c5r508 | 21 | Con | z508 u1 p25 | c5r501 U43 p25 | am3-oob-c5r502-ts-1 | c5r501 | 2 | p15
33 | R |  |  | Copper | Cat6 | 10 | am3-bdcs-c5r508-acc-1 | c5r508 | 21 | mgmt | z508 u1 p26 | c5r501 U43 p26 | am3-oob-c5r501-agg-1-100d | c5r501 | 4 | e100/1/15
38 | R | X5-2 BDA Server | nlclbx0089 | Copper | Cat6 | 300 | am3-bdcs-c5r508-acc-1 | c5r508 | 21 | Te1/49 | z508 u1 p7 | c5r501 U43 p7 | am3-bdcs-c5r501-dist-1 | c5r501 | 33 | e2/1 | GLC-T
37 | R |  |  | Copper | Cat6 | 300 | am3-bdcs-c5r508-acc-1 | c5r508 | 21 | Te1/50 | z508 u1 p7 | c5r502 U43 p7 | am3-bdcs-c5r502-dist-2 | c5r502 | 33 | e2/1 | GLC-T
36 | F | X5-2 BDA Server | nlclbx0088 | Copper | Cat6 | n/a |  | c5r508 | 2 | Con | z508 u2 p25 | c5r502 U43 p25 | am3-oob-c5r502-ts-1 | c5r502 | 2 | p15
35 | F
34 | F | X5-2 BDA Server | nlclbx0087 | VLAN INFO
33 | F |  |  | INTERFACE CATEGORY | VLAN | ROUTING INSTANCE | SECURITY ZONE | Subnet Details | Notes
32 | F | X5-2 BDA Server | nlclbx0086 | Customer #13 FE | 212 | trust-vr | BDCS-FE-CUST13 | 140.86.27.0/26
31 | F |  |  | Customer #14 FE | 213 | trust-vr | BDCS-FE-CUST14 | 140.86.27.64/26
30 | F | X5-2 BDA Server | nlclbx0085 | Customer #15 FE | 214 | trust-vr | BDCS-FE-CUST15 | 140.86.27.128/26
29 | F
28 | F | X5-2 BDA Server | nlclbx0084
27 | F |  |  | BDCS Management | 300 | trust-vr | BDCS-MGMT | 10.24.44.0/22
26 | F | X5-2 BDA Server | nlclbx0083
25 | F
24 | F | X5-2 BDA Server | nlclbx0082
23 | F
22 | F | NM2-GW IB Leaf Switch | nlclgxibsw424
21 | F | Cisco 4948 | am3-bdcs-c5r508-acc-1
20 | F | NM2-GW IB Leaf Switch | nlclgxibsw423
19 | F | X5-2 BDA Server | nlclbx0081
18 | F
17 | F | X5-2 BDA Server | nlclbx0080
16 | F
15 | F | X5-2 BDA Server | nlclbx0079
14 | F
13 | F | X5-2 BDA Server | nlclbx0078
12 | F
11 | F | X5-2 BDA Server | nlclbx0077
10 | F
9 | F | X5-2 BDA Server | nlclbx0076
8 | F
7 | F | X5-2 BDA Server | nlclbx0075
6 | F
5 | F | X5-2 BDA Server | nlclbx0074
4 | F
3 | F | X5-2 BDA Server | nlclbx0073
2 | F
1 | F | NM2-36P IB Spine Switch | nlclgxibsw422
0b | R | PDU | nlclgxpdu585
0a | R | PDU | nlclgxpdu584

## C5R509 BDA Exdata
|  |  |  | Copper / Fiber | Cable OR Optic Type | Vlans | Device | Rack | RU | Interface | Patch Panel R U Interface | Patch Panel R U Interface | Device | Rack | RU | Interface
z509
RU | F/R | Overhead Patch Panels |  | Copper | Cat6 | n/a | am3-bdcs-c5r509-acc-1 | c5r509 | 21 | con | z509 u3 p41 | C5R501 U42 p49 | am3-oob-C5R501-ts-1 | C5R501 | 2 | p16
U4 |  |  |  | Copper | Cat6 | 626 | am3-bdcs-c5r509-acc-1 | c5r509 | 21 | mgmt | z509 u3 p42 | C5R501 U42 p50 | am3-oob-C5R501-agg-1-100d | C5R501 | 4 | e100/1/16
U3 | R | 18 Port copper - r501 RU35 | 18 Port copper - r502 RU35
U2 | R | 24port LC Fibre - r502 RU42 | 8Port copper - r502 RU42 | Fiber | MMF (LC-LC) | 300 | am3-bdcs-c5r509-acc-1 | c5r509 | 21 | Te1/49 | z509 U1 p9 | C5R501 U42 p17 | am3-bdcs-C5R501-dist-1 | C5R501 | 39 | e2/8 | SFP-10G-SR
U1 | R | 24port LC Fibre - r501 RU42 | 8Port copper - r501 RU42 | Fiber | MMF (LC-LC) | 300 | am3-bdcs-c5r509-acc-1 | c5r509 | 21 | Te1/50 | z509 u1 p9 | C5R502 U42 p17 | am3-bdcs-C5R502-dist-2 | C5R502 | 39 | e2/8 | SFP-10G-SR
|  |  |  | Fiber | MMF (LC-LC) | 220 |  | c5r509 | 16 | eth4 | z509 U1 p1 | C5R501 U42 p1 | am3-bdcs-C5R501-dist-1 | C5R501 | 39 | e2/9 | SFP-10G-SR
|  |  |  | Fiber | MMF (LC-LC) | 220 |  | c5r509 | 17 | eth4 | z509 U1 p2 | C5R501 U42 p2 | am3-bdcs-C5R501-dist-1 | C5R501 | 39 | e2/10 | SFP-10G-SR
C5R509- Exadata X5-2 HP Full |  |  |  | Fiber | MMF (LC-LC) | 221 |  | c5r509 | 18 | eth4 | z509 U1 p3 | C5R501 U42 p3 | am3-bdcs-C5R501-dist-1 | C5R501 | 39 | e2/11 | SFP-10G-SR
Serial # |  |  |  | Fiber | MMF (LC-LC) | 221 |  | c5r509 | 19 | eth4 | z509 U1 p4 | C5R501 U42 p4 | am3-bdcs-C5R501-dist-1 | C5R501 | 39 | e2/12 | SFP-10G-SR
RU | F/R | DEVICE | HOSTNAME | Fiber | MMF (LC-LC) | 222 |  | c5r509 | 23 | eth4 | z509 U1 p5 | C5R501 U42 p5 | am3-bdcs-C5R501-dist-1 | C5R501 | 39 | e2/13 | SFP-10G-SR
42 | F | 1U Solid Filler |  | Fiber | MMF (LC-LC) | 222 |  | c5r509 | 24 | eth4 | z509 U1 p6 | C5R501 U42 p6 | am3-bdcs-C5R501-dist-1 | C5R501 | 39 | e2/14 | SFP-10G-SR
41 | F | 1U Solid Filler |  | Fiber | MMF (LC-LC) | 223 |  | c5r509 | 25 | eth4 | z509 U1 p7 | C5R501 U42 p7 | am3-bdcs-C5R501-dist-1 | C5R501 | 39 | e2/15 | SFP-10G-SR
40 | F | X5-2 Storage Server | nlclcx1837 | Fiber | MMF (LC-LC) | 223 |  | c5r509 | 26 | eth4 | z509 U1 p8 | C5R501 U42 p8 | am3-bdcs-C5R501-dist-1 | C5R501 | 39 | e2/16 | SFP-10G-SR
39 | F
38 | F | X5-2 Storage Server | nlclcx1836 | Copper | Cat6 | 1220 |  | c5r509 | 16 | eth2 | z509 U3 p1 | C5R501 u35 p1 | am3-bdcs-C5R501-dist-1 | C5R501 | 39 | e2/17 | GLC-T
37 | F |  |  | Copper | Cat6 | 1220 |  | c5r509 | 17 | eth2 | z509 U3 p2 | C5R501 u35 p2 | am3-bdcs-C5R501-dist-1 | C5R501 | 39 | e2/18 | GLC-T
36 | F | X5-2 Storage Server | nlclcx1835 | Copper | Cat6 | 1221 |  | c5r509 | 18 | eth2 | z509 U3 p3 | C5R501 u35 p3 | am3-bdcs-C5R501-dist-1 | C5R501 | 39 | e2/19 | GLC-T
35 | F |  |  | Copper | Cat6 | 1221 |  | c5r509 | 19 | eth2 | z509 U3 p4 | C5R501 u35 p4 | am3-bdcs-C5R501-dist-1 | C5R501 | 39 | e2/20 | GLC-T
34 | F | X5-2 Storage Server | nlclcx1834 | Copper | Cat6 | 1222 |  | c5r509 | 23 | eth2 | z509 U3 p5 | C5R501 u35 p5 | am3-bdcs-C5R501-dist-1 | C5R501 | 39 | e2/21 | GLC-T
33 | F |  |  | Copper | Cat6 | 1222 |  | c5r509 | 24 | eth2 | z509 U3 p6 | C5R501 u35 p6 | am3-bdcs-C5R501-dist-1 | C5R501 | 39 | e2/22 | GLC-T
32 | F | X5-2 Storage Server | nlclcx1833 | Copper | Cat6 | 1223 |  | c5r509 | 25 | eth2 | z509 U3 p7 | C5R501 u35 p7 | am3-bdcs-C5R501-dist-1 | C5R501 | 39 | e2/23 | GLC-T
31 | F |  |  | Copper | Cat6 | 1223 |  | c5r509 | 26 | eth2 | z509 U3 p8 | C5R501 u35 p8 | am3-bdcs-C5R501-dist-1 | C5R501 | 39 | e2/24 | GLC-T
30 | F | X5-2 Storage Server | nlclcx1832
29 | F |  |  | Copper | Cat6 | 230 |  | c5r509 | 16 | eth1 | z509 U3 p9 | C5R501 u35 p9 | am3-bdcs-C5R501-dist-1 | C5R501 | 39 | e3/1 | GLC-T
28 | F | X5-2 Storage Server | nlclcx1831 | Copper | Cat6 | 230 |  | c5r509 | 17 | eth1 | z509 U3 p10 | C5R501 u35 p10 | am3-bdcs-C5R501-dist-1 | C5R501 | 39 | e3/2 | GLC-T
27 | F |  |  | Copper | Cat6 | 231 |  | c5r509 | 18 | eth1 | z509 U3 p11 | C5R501 u35 p11 | am3-bdcs-C5R501-dist-1 | C5R501 | 39 | e3/3 | GLC-T
26 | F | X5-2 DB Server | nlcldx0464 | Copper | Cat6 | 231 |  | c5r509 | 19 | eth1 | z509 U3 p12 | C5R501 u35 p12 | am3-bdcs-C5R501-dist-1 | C5R501 | 39 | e3/4 | GLC-T
25 | F | X5-2 DB Server | nlcldx0463 | Copper | Cat6 | 232 |  | c5r509 | 23 | eth1 | z509 U3 p13 | C5R501 u35 p13 | am3-bdcs-C5R501-dist-1 | C5R501 | 39 | e3/5 | GLC-T
24 | F | X5-2 DB Server | nlcldx0462 | Copper | Cat6 | 232 |  | c5r509 | 24 | eth1 | z509 U3 p14 | C5R501 u35 p14 | am3-bdcs-C5R501-dist-1 | C5R501 | 39 | e3/6 | GLC-T
23 | F | X5-2 DB Server | nlcldx0461 | Copper | Cat6 | 233 |  | c5r509 | 25 | eth1 | z509 U3 p15 | C5R501 u35 p15 | am3-bdcs-C5R501-dist-1 | C5R501 | 39 | e3/7 | GLC-T
22 | R | IB Switch -36 Port | nlclgxibsw427 | Copper | Cat6 | 233 |  | c5r509 | 26 | eth1 | z509 U3 p16 | C5R501 u35 p16 | am3-bdcs-C5R501-dist-1 | C5R501 | 39 | e3/8 | GLC-T
21 | R | Cisco 4948 | am3-opc-c5r509-acc-1
20 | R | IB Switch -36 Port | nlclgxibsw426 | Fiber | MMF (LC-LC) | 220 |  | c5r509 | 16 | eth5 | z509 u2 p1 | C5R502 U42 p1 | am3-bdcs-C5R502-dist-2 | C5R502 | 39 | e2/9 | SFP-10G-SR
19 | F | X5-2 DB Server | nlcldx0460 | Fiber | MMF (LC-LC) | 220 |  | c5r509 | 17 | eth5 | z509 u2 p2 | C5R502 U42 p2 | am3-bdcs-C5R502-dist-2 | C5R502 | 39 | e2/10 | SFP-10G-SR
18 | F | X5-2 DB Server | nlcldx0459 | Fiber | MMF (LC-LC) | 221 |  | c5r509 | 18 | eth5 | z509 u2 p3 | C5R502 U42 p3 | am3-bdcs-C5R502-dist-2 | C5R502 | 39 | e2/11 | SFP-10G-SR
17 | F | X5-2 DB Server | nlcldx0458 | Fiber | MMF (LC-LC) | 221 |  | c5r509 | 19 | eth5 | z509 u2 p4 | C5R502 U42 p4 | am3-bdcs-C5R502-dist-2 | C5R502 | 39 | e2/12 | SFP-10G-SR
16 | F | X5-2 DB Server | nlcldx0457 | Fiber | MMF (LC-LC) | 222 |  | c5r509 | 23 | eth5 | z509 u2 p5 | C5R502 U42 p5 | am3-bdcs-C5R502-dist-2 | C5R502 | 39 | e2/13 | SFP-10G-SR
15 | F | X5-2 Storage Server | nlclcx1830 | Fiber | MMF (LC-LC) | 222 |  | c5r509 | 24 | eth5 | z509 u2 p6 | C5R502 U42 p6 | am3-bdcs-C5R502-dist-2 | C5R502 | 39 | e2/14 | SFP-10G-SR
14 | F |  |  | Fiber | MMF (LC-LC) | 223 |  | c5r509 | 25 | eth5 | z509 u2 p7 | C5R502 U42 p7 | am3-bdcs-C5R502-dist-2 | C5R502 | 39 | e2/15 | SFP-10G-SR
13 | F | X5-2 Storage Server | nlclcx1829 | Fiber | MMF (LC-LC) | 223 |  | c5r509 | 26 | eth5 | z509 u2 p8 | C5R502 U42 p8 | am3-bdcs-C5R502-dist-2 | C5R502 | 39 | e2/16 | SFP-10G-SR
12 | F
11 | F | X5-2 Storage Server | nlclcx1828 | Copper | Cat6 | 1220 |  | c5r509 | 16 | eth3 | z509 U3 p19 | C5R502 u35 p19 | am3-bdcs-C5R502-dist-2 | C5R502 | 39 | e2/17 | GLC-T
10 | F |  |  | Copper | Cat6 | 1220 |  | c5r509 | 17 | eth3 | z509 U3 p20 | C5R502 u35 p20 | am3-bdcs-C5R502-dist-2 | C5R502 | 39 | e2/18 | GLC-T
9 | F | X5-2 Storage Server | nlclcx1827 | Copper | Cat6 | 1221 |  | c5r509 | 18 | eth3 | z509 U3 p21 | C5R502 u35 p21 | am3-bdcs-C5R502-dist-2 | C5R502 | 39 | e2/19 | GLC-T
8 | F |  |  | Copper | Cat6 | 1221 |  | c5r509 | 19 | eth3 | z509 U3 p22 | C5R502 u35 p22 | am3-bdcs-C5R502-dist-2 | C5R502 | 39 | e2/20 | GLC-T
7 | F | X5-2 Storage Server | nlclcx1826 | Copper | Cat6 | 1222 |  | c5r509 | 23 | eth3 | z509 U3 p23 | C5R502 u35 p23 | am3-bdcs-C5R502-dist-2 | C5R502 | 39 | e2/21 | GLC-T
6 | F |  |  | Copper | Cat6 | 1222 |  | c5r509 | 24 | eth3 | z509 U3 p24 | C5R502 u35 p24 | am3-bdcs-C5R502-dist-2 | C5R502 | 39 | e2/22 | GLC-T
5 | F | X5-2 Storage Server | nlclcx1825 | Copper | Cat6 | 1223 |  | c5r509 | 25 | eth3 | z509 U3 p25 | C5R502 u35 p25 | am3-bdcs-C5R502-dist-2 | C5R502 | 39 | e2/23 | GLC-T
4 | F |  |  | Copper | Cat6 | 1223 |  | c5r509 | 26 | eth3 | z509 U3 p26 | C5R502 u35 p26 | am3-bdcs-C5R502-dist-2 | C5R502 | 39 | e2/24 | GLC-T
3 | F | X5-2 Storage Server | nlclcx1824
2 | F |  |  | Copper | Cat6 | n/a |  | c5r509 | 16 | console | z509 U2 p25 | C5R502 u42 p25 | am3-oob-C5R502-ts-1 | C5R502 | 2 | p16
1 | R | IB Switch -36 Port | nlclgxibsw425
0b | R | PDU AP6445A 32Amp 3-Phase | nlclgxpdu587
0a | R | PDU AP6445A 32Amp 3-Phase | nlclgxpdu586
VLAN INFO
|  |  |  | INTERFACE CATEGORY | VLAN | ROUTING INSTANCE | SECURITY ZONE | Subnet Details | Notes
|  |  |  | Customer #1 FE | 220 | trust-vr | ED-FE-CUST1 | 140.86.27.192/27 | DomU Cluster 1
|  |  |  | Customer #1 MGMT | 230 | trust-vr | ED-MGMT-CUST1 | 140.86.28.64/28 | DomU Cluster 1
|  |  |  | Customer #1 BE | 1220 | trust-vr | ED-BACKUP-CUST1 | 140.86.28.128/28 | DomU Cluster 1
|  |  |  | Customer #2 FE | 221 | trust-vr | ED-FE-CUST2 | 140.86.27.224/27 | DomU Cluster 2
|  |  |  | Customer #2 MGMT | 231 | trust-vr | ED-MGMT-CUST2 | 140.86.28.80/28 | DomU Cluster 2
|  |  |  | Customer #2 BE | 1221 | trust-vr | ED-BACKUP-CUST2 | 140.86.28.144/28 | DomU Cluster 2
|  |  |  | Customer #3 FE | 222 | trust-vr | ED-FE-CUST3 | 140.86.28.0/27 | DomU Cluster 3
|  |  |  | Customer #3 MGMT | 232 | trust-vr | ED-MGMT-CUST3 | 140.86.28.96/28 | DomU Cluster 3
|  |  |  | Customer #3 BE | 1222 | trust-vr | ED-BACKUP-CUST3 | 140.86.28.160/28 | DomU Cluster 3
|  |  |  | Customer #4 FE | 223 | trust-vr | ED-FE-CUST4 | 140.86.28.32/27 | DomU Cluster 4
|  |  |  | Customer #4 MGMT | 233 | trust-vr | ED-MGMT-CUST4 | 140.86.28.112/28 | DomU Cluster 4
|  |  |  | Customer #4 BE | 1223 | trust-vr | ED-BACKUP-CUST4 | 140.86.28.176/28 | DomU Cluster 4
|  |  |  | BDCS Management | 300 | trust-vr | BDCS-MGMT | 10.24.44.0/22
|  |  |  | ILOM | 20 |  | DRAC | 10.24.8.0/21

## c5r411 PaaS Agg
[5 empty] | Copper / Fiber | Cable OR Optic Type | Vlans | Device | Rack | RU | Interface | Patch Panel R U Interface | Patch Panel R U Interface | Device | Rack | RU | Interface | Optics | Notes
oob console
[5 empty] | Copper | Cat6 |  | am3-oob-c5r411-ts-1 | c5r411 | 2 | con | homerun | homerun | am3-oob-c5r101-ts-1 | c5r103 | 2 | p30 |  | Do this first
z411
RU | F/R | Overhead Patch Panels |  |  | Copper | Cat6 |  | am3-oob-c5r411-agg-1 | c5r411 | 6 | con | homerun | homerun | am3-oob-c5r411-ts-1 | c5r411 | 2 | p1
OH - U8 |  |  |  |  | Copper | Cat6 |  | am3-oob-c5r411-agg-2 | c5r411 | 8 | con | homerun | homerun | am3-oob-c5r411-ts-1 | c5r411 | 2 | p2
OH - U7 |  |  |  |  | Copper | Cat6 |  | am3-opc-c5r411-agg-1 | c5r411 | 10 | con | homerun | homerun | am3-oob-c5r411-ts-1 | c5r411 | 2 | p3
OH - U6 |  |  |  |  | Copper | Cat6 |  | am3-opc-c5r411-agg-2 | c5r411 | 12 | con | homerun | homerun | am3-oob-c5r411-ts-1 | c5r411 | 2 | p4
OH - U5 |  |  |  |  | Copper | Cat6 |  | am3-opc-c5r411-agg-3 | c5r411 | 14 | con | homerun | homerun | am3-oob-c5r411-ts-1 | c5r411 | 2 | p5
OH - U4 |  |  |  |  | Copper | Cat6 |  | am3-opc-c5r411-agg-4 | c5r411 | 16 | con | homerun | homerun | am3-oob-c5r411-ts-1 | c5r411 | 2 | p6
OH - U3 | R | 4port LC Fibre - z105 U5 | 12Port copper - z105 U5 |  | Copper | Cat6 |  | am3-opc-c5r411-acc-1 | c5r411 | 18 | con | homerun | homerun | am3-oob-c5r411-ts-1 | c5r411 | 2 | p7
OH - U2 | R | 48 Port LC Duplex Fibre - r103 U45 |  |  | Copper | Cat6 |  | am3-opc-c5r411-acc-2 | c5r411 | 20 | con | homerun | homerun | am3-oob-c5r411-ts-1 | c5r411 | 2 | p8
OH - U1 | R | 48 Port LC Duplex Fibre - r101 U45 |  |  | Copper | Cat6 |  | am3-opc-c5r411-acc-3 | c5r411 | 22 | con | homerun | homerun | am3-oob-c5r411-ts-1 | c5r411 | 2 | p9
[5 empty] | Copper | Cat6 |  | am3-opc-c5r411-acc-4 | c5r411 | 24 | con | homerun | homerun | am3-oob-c5r411-ts-1 | c5r411 | 2 | p10
c5r411 Aggregation Rack for Pub PAAS |  |  |  |  | Copper | Cat6 |  | am3-opc-c5r510-acc-1 | c5r510 | 42 | con | z510 u1 p25 | r411 u47 p25 | am3-oob-c5r411-ts-1 | c5r411 | 2 | p11
Serial # APC AR3347 Rack (750mm wide) |  |  |  |  | Copper | Cat6 |  | am3-opc-c5r510-acc-2 | c5r510 | 40 | con | z510 u1 p26 | r411 u47 p26 | am3-oob-c5r411-ts-1 | c5r411 | 2 | p12
RU | F/R | DEVICE | HOSTNAME |  | Copper | Cat6 |  | am3-opc-c5r511-acc-1 | c5r511 | 42 | con | z511 u1 p25 | r411 u48 p25 | am3-oob-c5r411-ts-1 | c5r411 | 2 | p13
48 | F | 24p LC Fibre - z511 | 8p Copper - z511 | cmp | Copper | Cat6 |  | am3-opc-c5r511-acc-2 | c5r511 | 40 | con | z511 u1 p26 | r411 u48 p26 | am3-oob-c5r411-ts-1 | c5r411 | 2 | p14
47 | F | 24p LC Fibre - z510 | 8p Copper - z510 | cmp | Copper | Cat6 |  | am3-opc-c5r601-acc-1 | c5r601 | 42 | con | z601 u1 p25 | r411 u36 p25 | am3-oob-c5r411-ts-1 | c5r411 | 2 | p15
46 | F | 24p LC Fibre - z611 | 8p Copper - z611 | zfs | Copper | Cat6 |  | am3-opc-c5r601-acc-2 | c5r601 | 40 | con | z601 u1 p26 | r411 u36 p26 | am3-oob-c5r411-ts-1 | c5r411 | 2 | p16
45 | F | 24p LC Fibre - z610 | 8p Copper - z610 | zfs | Copper | Cat6 |  | am3-opc-c5r604-acc-1 | c1r604 | 42 | con | z604 u1 p25 | r411 u39 p25 | am3-oob-c5r411-ts-1 | c5r411 | 2 | p17
44 | F | 24p LC Fibre - z609 | 8p Copper - z609 | zfs | Copper | Cat6 |  | am3-opc-c5r604-acc-2 | c1r604 | 40 | con | z604 u1 p26 | r411 u39 p26 | am3-oob-c5r411-ts-1 | c5r411 | 2 | p18
43 | F | 24p LC Fibre - z608 | 8p Copper - z608 | zfs | Copper | Cat6 |  | am3-opc-c5r607-acc-1 | c1r607 | 42 | con | z607 u1 p25 | r411 u42 p25 | am3-oob-c5r411-ts-1 | c5r411 | 2 | p19
42 | F | 24p LC Fibre - z607 | 8p Copper - z607 | cmp | Copper | Cat6 |  | am3-opc-c5r607-acc-2 | c1r607 | 40 | con | z607 u1 p26 | r411 u42 p26 | am3-oob-c5r411-ts-1 | c5r411 | 2 | p20
41 | F | 24p LC Fibre - z606 | 8p Copper - z606 | zfs
40 | F | 24p LC Fibre - z605 | 8p Copper - z605 | zfs | oob-LAN
39 | F | 24p LC Fibre - z604 | 8p Copper - z604 | cmp | Copper | QSFP |  | am3-oob-c5r411-agg-1 | c5r411 | 6 | Eth2/1 | homerun | homerun | am3-oob-c5r411-agg-2 | c5r411 | 8 | Eth2/1 | QSFP-DAC | VPC Peer-link
38 | F | 24p LC Fibre - z603 | 8p Copper - z603 | zfs | Copper | QSFP |  | am3-oob-c5r411-agg-1 | c5r411 | 6 | Eth2/2 | homerun | homerun | am3-oob-c5r411-agg-2 | c5r411 | 8 | Eth2/2 | QSFP-DAC | VPC Peer-link
37 | F | 24p LC Fibre - z602 | 8p Copper - z602 | zfs | Fiber | MMF (LC-LC) |  | am3-oob-c5r411-agg-1 | c5r411 | 6 | Eth1/47 | homerun | homerun | am3-oob-c5r411-agg-2 | c5r411 | 8 | Eth1/47 | SFP-10G-SR | VPC Keepalive
36 | F | 24p LC Fibre - z601 | 8p Copper - z601 | cmp | Fiber | MMF (LC-LC) |  | am3-oob-c5r411-agg-1 | c5r411 | 6 | Eth1/48 | homerun | homerun | am3-oob-c5r411-agg-2 | c5r411 | 8 | Eth1/48 | SFP-10G-SR | VPC Keepalive
35 | F |  |  |  | Copper | Cat6 |  | am3-oob-c5r411-agg-1 | c5r411 | 6 | mgmt | homerun | homerun | am3-oob-c5r411-agg-2 | c5r411 | 8 | mgmt |  | Config-sync
34 | F |  |  |  | Fiber | MMF (2x LC-LC) |  | am3-oob-c5r411-agg-1 | c5r411 | 6 | e1/1 | z411 u1 p1 | r101 u45 p1 | am3-oob-dist-5 | c5r101 | 4 | Eth1/11 | SFP-10G-SR | Uplink
33 | F |  |  |  | Fiber | MMF (2x LC-LC) |  | am3-oob-c5r411-agg-1 | c5r411 | 6 | e1/2 | z411 u2 p1 | r103 u45 p1 | am3-oob-dist-6 | c5r103 | 4 | Eth1/11 | SFP-10G-SR | Uplink
32 | F |  |  |  | Fiber | MMF (2x LC-LC) |  | am3-oob-c5r411-agg-2 | c5r411 | 8 | e1/1 | z411 u1 p2 | r101 u45 p2 | am3-oob-dist-5 | c5r101 | 4 | Eth1/12 | SFP-10G-SR | Uplink
31 | F |  |  |  | Fiber | MMF (2x LC-LC) |  | am3-oob-c5r411-agg-2 | c5r411 | 8 | e1/2 | z411 u2 p2 | r103 u45 p2 | am3-oob-dist-6 | c5r103 | 4 | Eth1/12 | SFP-10G-SR | Uplink
30 | F
29 | F |  |  |  | Copper | Cat6 |  | am3-oob-c5r411-ts-1 | c5r411 | 2 | eth0 | homerun | homerun | am3-oob-c5r411-agg-1 | c5r411 | 6 | e1/3 | GLC-T
28 | F |  |  |  | Copper | Cat6 |  | am3-oob-c5r411-ts-1 | c5r411 | 2 | eth1 | homerun | homerun | am3-oob-c5r411-agg-2 | c5r411 | 8 | e1/3 | GLC-T
27 | F
26 | F |  |  |  | Fiber | MMF (LC-LC) |  | am3-oob-c5r411-agg-1-100d | c5r411 | 4 | up1 | homerun | homerun | am3-oob-c5r411-agg-1 | c5r411 | 6 | e1/4 | FET-10G
25 | F |  |  |  | Fiber | MMF (LC-LC) |  | am3-oob-c5r411-agg-1-100d | c5r411 | 4 | up2 | homerun | homerun | am3-oob-c5r411-agg-2 | c5r411 | 8 | e1/4 | FET-10G
24 | F | Cisco NexusC5672UP (Acc) | am3-opc-c5r411-acc-4 |  | Fiber | MMF (2x LC-LC) |  | am3-oob-c5r411-agg-1-101d | c5r510 | 21 | up1 | z510 u1 p1 | r411 u47 p1 | am3-oob-c5r411-agg-1 | c5r411 | 6 | e1/5 | FET-10G
23 | F | Cable Mgr |  |  | Fiber | MMF (2x LC-LC) |  | am3-oob-c5r411-agg-1-101d | c5r510 | 21 | up2 | z510 u1 p2 | r411 u47 p2 | am3-oob-c5r411-agg-2 | c5r411 | 8 | e1/5 | FET-10G
22 | F | Cisco NexusC5672UP (Acc) | am3-opc-c5r411-acc-3 |  | Fiber | MMF (2x LC-LC) |  | am3-oob-c5r411-agg-1-102d | c5r511 | 21 | up1 | z511 u1 p1 | r411 u48 p1 | am3-oob-c5r411-agg-1 | c5r411 | 6 | e1/6 | FET-10G
21 | F | Cable Mgr |  |  | Fiber | MMF (2x LC-LC) |  | am3-oob-c5r411-agg-1-102d | c5r511 | 21 | up2 | z511 u1 p2 | r411 u48 p2 | am3-oob-c5r411-agg-2 | c5r411 | 8 | e1/6 | FET-10G
20 | F | Cisco NexusC5672UP (Acc) | am3-opc-c5r411-acc-2 |  | Fiber | MMF (2x LC-LC) |  | am3-oob-c5r411-agg-1-103d | c5r601 | 21 | up1 | z601 u1 p1 | r411 u36 p1 | am3-oob-c5r411-agg-1 | c5r411 | 6 | e1/7 | FET-10G
19 | F | Cable Mgr |  |  | Fiber | MMF (2x LC-LC) |  | am3-oob-c5r411-agg-1-103d | c5r601 | 21 | up2 | z601 u1 p2 | r411 u36 p2 | am3-oob-c5r411-agg-2 | c5r411 | 8 | e1/7 | FET-10G
18 | F | Cisco NexusC5672UP (Acc) | am3-opc-c5r411-acc-1 |  | Fiber | MMF (2x LC-LC) |  | am3-oob-c5r411-agg-1-104d | c5r604 | 21 | up1 | z604 u1 p1 | r411 u39 p1 | am3-oob-c5r411-agg-1 | c5r411 | 6 | e1/8 | FET-10G
17 | F | Cable Mgr |  |  | Fiber | MMF (2x LC-LC) |  | am3-oob-c5r411-agg-1-104d | c5r604 | 21 | up2 | z604 u1 p2 | r411 u39 p2 | am3-oob-c5r411-agg-2 | c5r411 | 8 | e1/8 | FET-10G
16 | F | Cisco NexusC5672UP (Agg) | am3-opc-c5r411-agg-4 |  | Fiber | MMF (2x LC-LC) |  | am3-oob-c5r411-agg-1-103d | c5r607 | 21 | up1 | z607 u1 p1 | r411 u42 p1 | am3-oob-c5r411-agg-1 | c5r411 | 6 | e1/9 | FET-10G
15 | F | Cable Mgr |  |  | Fiber | MMF (2x LC-LC) |  | am3-oob-c5r411-agg-1-103d | c5r607 | 21 | up2 | z607 u1 p2 | r411 u42 p2 | am3-oob-c5r411-agg-2 | c5r411 | 8 | e1/9 | FET-10G
14 | F | Cisco NexusC5672UP (Agg) | am3-opc-c5r411-agg-3
13 | F | Cable Mgr |  |  | Copper | Cat6 |  | am3-opc-c5r411-agg-1 | c5r411 | 10 | mgmt | homerun | homerun | am3-oob-c5r411-agg-1-100d | c5r411 | 4 | e100/1/1
12 | F | Cisco NexusC5672UP (Agg) | am3-opc-c5r411-agg-2 |  | Copper | Cat6 |  | am3-opc-c5r411-agg-2 | c5r411 | 12 | mgmt | homerun | homerun | am3-oob-c5r411-agg-1-100d | c5r411 | 4 | e100/1/2
11 | F | Cable Mgr |  |  | Copper | Cat6 |  | am3-opc-c5r411-agg-3 | c5r411 | 14 | mgmt | homerun | homerun | am3-oob-c5r411-agg-1-100d | c5r411 | 4 | e100/1/3
10 | F | Cisco NexusC5672UP (Agg) | am3-opc-c5r411-agg-1 |  | Copper | Cat6 |  | am3-opc-c5r411-agg-4 | c5r411 | 16 | mgmt | homerun | homerun | am3-oob-c5r411-agg-1-100d | c5r411 | 4 | e100/1/4
9 | F | Cable Mgr |  |  | Copper | Cat6 |  | am3-opc-c5r411-acc-1 | c5r411 | 18 | mgmt | homerun | homerun | am3-oob-c5r411-agg-1-100d | c5r411 | 4 | e100/1/5
8 | F | Cisco NexusC5672UP | am3-oob-c5r411-agg-2 |  | Copper | Cat6 |  | am3-opc-c5r411-acc-2 | c5r411 | 20 | mgmt | homerun | homerun | am3-oob-c5r411-agg-1-100d | c5r411 | 4 | e100/1/6
7 | F | Cable Mgr |  |  | Copper | Cat6 |  | am3-opc-c5r411-acc-3 | c5r411 | 22 | mgmt | homerun | homerun | am3-oob-c5r411-agg-1-100d | c5r411 | 4 | e100/1/7
6 | F | Cisco NexusC5672UP | am3-oob-c5r411-agg-1 |  | Copper | Cat6 |  | am3-opc-c5r411-acc-4 | c5r411 | 24 | mgmt | homerun | homerun | am3-oob-c5r411-agg-1-100d | c5r411 | 4 | e100/1/8
5 | F | Cable Mgr |  |  | Copper | Cat6 |  | nlclc5r411pdu01 | c5r411 | 0a | mgmt | homerun | homerun | am3-oob-c5r411-agg-1-100d | c5r411 | 4 | e100/1/47
4 | F | Cisco Nexus 2248TP-E | am3-oob-c5r411-agg-1-100d |  | Copper | Cat6 |  | nlclc5r411pdu02 | c5r411 | 0b | mgmt | homerun | homerun | am3-oob-c5r411-agg-1-100d | c5r411 | 4 | e100/1/48
3 | F | Cable Mgr
2 | F | Avocent 48 Port Cyclades | am3-oob-c5r411-ts-1 |  | Copper | Cat6 |  | am3-opc-c5r510-acc-1 | c5r510 | 42 | mgmt | homerun | homerun | am3-oob-c5r411-agg-1-101d | c5r510 | 21 | e101/1/45
1 | F | Cable Mgr |  |  | Copper | Cat6 |  | am3-opc-c5r510-acc-2 | c5r510 | 40 | mgmt | homerun | homerun | am3-oob-c5r411-agg-1-101d | c5r510 | 21 | e101/1/46
0b | R | PDU AP8886 32Amp 3-Phase | nlclc5r411pdu02
0a | R | PDU AP8886 32Amp 3-Phase | nlclc5r411pdu01 |  | Copper | Cat6 |  | am3-opc-c5r511-acc-1 | c5r511 | 42 | mgmt | homerun | homerun | am3-oob-c5r411-agg-1-102d | c5r511 | 21 | e102/1/45
[5 empty] | Copper | Cat6 |  | am3-opc-c5r511-acc-2 | c5r511 | 40 | mgmt | homerun | homerun | am3-oob-c5r411-agg-1-102d | c5r511 | 21 | e102/1/46
[5 empty] | Copper | Cat6 |  | am3-opc-c5r601-acc-1 | c5r601 | 42 | mgmt | homerun | homerun | am3-oob-c5r411-agg-1-103d | c5r601 | 21 | e103/1/45
[5 empty] | Copper | Cat6 |  | am3-opc-c5r601-acc-2 | c5r601 | 40 | mgmt | homerun | homerun | am3-oob-c5r411-agg-1-103d | c5r601 | 21 | e103/1/46
[5 empty] | Copper | Cat6 |  | am3-opc-c5r604-acc-1 | c5r604 | 42 | mgmt | homerun | homerun | am3-oob-c5r411-agg-1-104d | c5r604 | 21 | e104/1/45
[5 empty] | Copper | Cat6 |  | am3-opc-c5r604-acc-2 | c5r604 | 40 | mgmt | homerun | homerun | am3-oob-c5r411-agg-1-104d | c5r604 | 21 | e104/1/46
[5 empty] | Copper | Cat6 |  | am3-opc-c5r607-acc-1 | c5r607 | 42 | mgmt | homerun | homerun | am3-oob-c5r411-agg-1-105d | c5r607 | 21 | e105/1/45
[5 empty] | Copper | Cat6 |  | am3-opc-c5r607-acc-2 | c5r607 | 40 | mgmt | homerun | homerun | am3-oob-c5r411-agg-1-105d | c5r607 | 21 | e105/1/46
Production Agg-1/2-to-Core
[5 empty] | Fiber | MMF (MPO-4LC) - ae12 |  | am3-opc-c5r411-agg-1 | c5r411 | 10 | Eth2/1/1 | z411 u1 p3 | r101 u45 p3 | am3-core-rtr-5 | c5r101 | 5 | xe-3/0/0 | QSFP-SR4/SFPP-10GE-SR
[5 empty] | Fibre | MMF (MPO-4LC) - ae12 |  | am3-opc-c5r411-agg-1 | c5r411 | 10 | Eth2/1/2 | z411 u1 p4 | r101 u45 p4 | am3-core-rtr-5 | c5r101 | 5 | xe-3/0/1 | QSFP-SR4/SFPP-10GE-SR
[5 empty] | Fibre | MMF (MPO-4LC) - ae12 |  | am3-opc-c5r411-agg-1 | c5r411 | 10 | Eth2/1/3 | z411 u1 p5 | r101 u45 p5 | am3-core-rtr-5 | c5r101 | 5 | xe-3/1/0 | QSFP-SR4/SFPP-10GE-SR
[5 empty] | Fibre | MMF (MPO-4LC) - ae12 |  | am3-opc-c5r411-agg-1 | c5r411 | 10 | Eth2/1/4 | z411 u1 p6 | r101 u45 p6 | am3-core-rtr-5 | c5r101 | 5 | xe-3/1/1 | QSFP-SR4/SFPP-10GE-SR
[5 empty] | Fibre | MMF (MPO-4LC) - ae12 |  | am3-opc-c5r411-agg-1 | c5r411 | 10 | Eth2/2/1 | z411 u1 p7 | r101 u45 p7 | am3-core-rtr-5 | c5r101 | 5 | xe-3/2/0 | QSFP-SR4/SFPP-10GE-SR
[5 empty] | Fibre | MMF (MPO-4LC) - ae12 |  | am3-opc-c5r411-agg-1 | c5r411 | 10 | Eth2/2/2 | z411 u1 p8 | r101 u45 p8 | am3-core-rtr-5 | c5r101 | 5 | xe-3/2/1 | QSFP-SR4/SFPP-10GE-SR
[5 empty] | Fibre | MMF (MPO-4LC) - ae12 |  | am3-opc-c5r411-agg-1 | c5r411 | 10 | Eth2/2/3 | z411 u1 p9 | r101 u45 p9 | am3-core-rtr-5 | c5r101 | 5 | xe-3/3/0 | QSFP-SR4/SFPP-10GE-SR
[5 empty] | Fibre | MMF (MPO-4LC) - ae12 |  | am3-opc-c5r411-agg-1 | c5r411 | 10 | Eth2/2/4 | z411 u1 p10 | r101 u45 p10 | am3-core-rtr-5 | c5r101 | 5 | xe-3/3/1 | QSFP-SR4/SFPP-10GE-SR
[5 empty] | Fibre | MMF (MPO-4LC) - ae12 |  | am3-opc-c5r411-agg-1 | c5r411 | 10 | Eth2/3/1 | z411 u2 p3 | r103 u45 p3 | am3-core-rtr-6 | c5r103 | 5 | xe-3/0/0 | QSFP-SR4/SFPP-10GE-SR
[5 empty] | Fibre | MMF (MPO-4LC) - ae12 |  | am3-opc-c5r411-agg-1 | c5r411 | 10 | Eth2/3/2 | z411 u2 p4 | r103 u45 p4 | am3-core-rtr-6 | c5r103 | 5 | xe-3/0/1 | QSFP-SR4/SFPP-10GE-SR
[5 empty] | Fibre | MMF (MPO-4LC) - ae12 |  | am3-opc-c5r411-agg-1 | c5r411 | 10 | Eth2/3/3 | z411 u2 p5 | r103 u45 p5 | am3-core-rtr-6 | c5r103 | 5 | xe-3/1/0 | QSFP-SR4/SFPP-10GE-SR
[5 empty] | Fibre | MMF (MPO-4LC) - ae12 |  | am3-opc-c5r411-agg-1 | c5r411 | 10 | Eth2/3/4 | z411 u2 p6 | r103 u45 p6 | am3-core-rtr-6 | c5r103 | 5 | xe-3/1/1 | QSFP-SR4/SFPP-10GE-SR
[5 empty] | Fibre | MMF (MPO-4LC) - ae12 |  | am3-opc-c5r411-agg-1 | c5r411 | 10 | Eth2/4/1 | z411 u2 p7 | r103 u45 p7 | am3-core-rtr-6 | c5r103 | 5 | xe-3/2/0 | QSFP-SR4/SFPP-10GE-SR
[5 empty] | Fibre | MMF (MPO-4LC) - ae12 |  | am3-opc-c5r411-agg-1 | c5r411 | 10 | Eth2/4/2 | z411 u2 p8 | r103 u45 p8 | am3-core-rtr-6 | c5r103 | 5 | xe-3/2/1 | QSFP-SR4/SFPP-10GE-SR
[5 empty] | Fibre | MMF (MPO-4LC) - ae12 |  | am3-opc-c5r411-agg-1 | c5r411 | 10 | Eth2/4/3 | z411 u2 p9 | r103 u45 p9 | am3-core-rtr-6 | c5r103 | 5 | xe-3/3/0 | QSFP-SR4/SFPP-10GE-SR
[5 empty] | Fibre | MMF (MPO-4LC) - ae12 |  | am3-opc-c5r411-agg-1 | c5r411 | 10 | Eth2/4/4 | z411 u2 p10 | r103 u45 p10 | am3-core-rtr-6 | c5r103 | 5 | xe-3/3/1 | QSFP-SR4/SFPP-10GE-SR
[5 empty] | Fiber | MMF (MPO-4LC) - ae13 |  | am3-opc-c5r411-agg-2 | c5r411 | 12 | Eth2/1/1 | z411 u1 p11 | r101 u45 p11 | am3-core-rtr-5 | c5r101 | 5 | xe-3/0/2 | QSFP-SR4/SFPP-10GE-SR
[5 empty] | Fibre | MMF (MPO-4LC) - ae13 |  | am3-opc-c5r411-agg-2 | c5r411 | 12 | Eth2/1/2 | z411 u1 p12 | r101 u45 p12 | am3-core-rtr-5 | c5r101 | 5 | xe-3/0/3 | QSFP-SR4/SFPP-10GE-SR
[5 empty] | Fibre | MMF (MPO-4LC) - ae13 |  | am3-opc-c5r411-agg-2 | c5r411 | 12 | Eth2/1/3 | z411 u1 p13 | r101 u45 p13 | am3-core-rtr-5 | c5r101 | 5 | xe-3/1/2 | QSFP-SR4/SFPP-10GE-SR
[5 empty] | Fibre | MMF (MPO-4LC) - ae13 |  | am3-opc-c5r411-agg-2 | c5r411 | 12 | Eth2/1/4 | z411 u1 p14 | r101 u45 p14 | am3-core-rtr-5 | c5r101 | 5 | xe-3/1/3 | QSFP-SR4/SFPP-10GE-SR
[5 empty] | Fibre | MMF (MPO-4LC) - ae13 |  | am3-opc-c5r411-agg-2 | c5r411 | 12 | Eth2/2/1 | z411 u1 p15 | r101 u45 p15 | am3-core-rtr-5 | c5r101 | 5 | xe-3/2/2 | QSFP-SR4/SFPP-10GE-SR
[5 empty] | Fibre | MMF (MPO-4LC) - ae13 |  | am3-opc-c5r411-agg-2 | c5r411 | 12 | Eth2/2/2 | z411 u1 p16 | r101 u45 p16 | am3-core-rtr-5 | c5r101 | 5 | xe-3/2/3 | QSFP-SR4/SFPP-10GE-SR
[5 empty] | Fibre | MMF (MPO-4LC) - ae13 |  | am3-opc-c5r411-agg-2 | c5r411 | 12 | Eth2/2/3 | z411 u1 p17 | r101 u45 p17 | am3-core-rtr-5 | c5r101 | 5 | xe-3/3/2 | QSFP-SR4/SFPP-10GE-SR
[5 empty] | Fibre | MMF (MPO-4LC) - ae13 |  | am3-opc-c5r411-agg-2 | c5r411 | 12 | Eth2/2/4 | z411 u1 p18 | r101 u45 p18 | am3-core-rtr-5 | c5r101 | 5 | xe-3/3/3 | QSFP-SR4/SFPP-10GE-SR
[5 empty] | Fibre | MMF (MPO-4LC) - ae13 |  | am3-opc-c5r411-agg-2 | c5r411 | 12 | Eth2/3/1 | z411 u2 p11 | r103 u45 p11 | am3-core-rtr-6 | c5r103 | 5 | xe-3/0/2 | QSFP-SR4/SFPP-10GE-SR
[5 empty] | Fibre | MMF (MPO-4LC) - ae13 |  | am3-opc-c5r411-agg-2 | c5r411 | 12 | Eth2/3/2 | z411 u2 p12 | r103 u45 p12 | am3-core-rtr-6 | c5r103 | 5 | xe-3/0/3 | QSFP-SR4/SFPP-10GE-SR
[5 empty] | Fibre | MMF (MPO-4LC) - ae13 |  | am3-opc-c5r411-agg-2 | c5r411 | 12 | Eth2/3/3 | z411 u2 p13 | r103 u45 p13 | am3-core-rtr-6 | c5r103 | 5 | xe-3/1/2 | QSFP-SR4/SFPP-10GE-SR
[5 empty] | Fibre | MMF (MPO-4LC) - ae13 |  | am3-opc-c5r411-agg-2 | c5r411 | 12 | Eth2/3/4 | z411 u2 p14 | r103 u45 p14 | am3-core-rtr-6 | c5r103 | 5 | xe-3/1/3 | QSFP-SR4/SFPP-10GE-SR
[5 empty] | Fibre | MMF (MPO-4LC) - ae13 |  | am3-opc-c5r411-agg-2 | c5r411 | 12 | Eth2/4/1 | z411 u2 p15 | r103 u45 p15 | am3-core-rtr-6 | c5r103 | 5 | xe-3/2/2 | QSFP-SR4/SFPP-10GE-SR
[5 empty] | Fibre | MMF (MPO-4LC) - ae13 |  | am3-opc-c5r411-agg-2 | c5r411 | 12 | Eth2/4/2 | z411 u2 p16 | r103 u45 p16 | am3-core-rtr-6 | c5r103 | 5 | xe-3/2/3 | QSFP-SR4/SFPP-10GE-SR
[5 empty] | Fibre | MMF (MPO-4LC) - ae13 |  | am3-opc-c5r411-agg-2 | c5r411 | 12 | Eth2/4/3 | z411 u2 p17 | r103 u45 p17 | am3-core-rtr-6 | c5r103 | 5 | xe-3/3/2 | QSFP-SR4/SFPP-10GE-SR
[5 empty] | Fibre | MMF (MPO-4LC) - ae13 |  | am3-opc-c5r411-agg-2 | c5r411 | 12 | Eth2/4/4 | z411 u2 p18 | r103 u45 p18 | am3-core-rtr-6 | c5r103 | 5 | xe-3/3/3 | QSFP-SR4/SFPP-10GE-SR
Production Agg-3/4-to-Core
[5 empty] | Fiber | MMF (MPO-4LC) - ae14 |  | am3-opc-c5r411-agg-3 | c5r411 | 14 | Eth2/1/1 | z411 u1 p3 | r101 u45 p3 | am3-core-rtr-5 | c5r101 | 5 | xe-3/0/4 | QSFP-SR4/SFPP-10GE-SR
[5 empty] | Fibre | MMF (MPO-4LC) - ae14 |  | am3-opc-c5r411-agg-3 | c5r411 | 14 | Eth2/1/2 | z411 u1 p4 | r101 u45 p4 | am3-core-rtr-5 | c5r101 | 5 | xe-3/0/5 | QSFP-SR4/SFPP-10GE-SR
[5 empty] | Fibre | MMF (MPO-4LC) - ae14 |  | am3-opc-c5r411-agg-3 | c5r411 | 14 | Eth2/1/3 | z411 u1 p5 | r101 u45 p5 | am3-core-rtr-5 | c5r101 | 5 | xe-3/1/4 | QSFP-SR4/SFPP-10GE-SR
[5 empty] | Fibre | MMF (MPO-4LC) - ae14 |  | am3-opc-c5r411-agg-3 | c5r411 | 14 | Eth2/1/4 | z411 u1 p6 | r101 u45 p6 | am3-core-rtr-5 | c5r101 | 5 | xe-3/1/5 | QSFP-SR4/SFPP-10GE-SR
[5 empty] | Fibre | MMF (MPO-4LC) - ae14 |  | am3-opc-c5r411-agg-3 | c5r411 | 14 | Eth2/2/1 | z411 u1 p7 | r101 u45 p7 | am3-core-rtr-5 | c5r101 | 5 | xe-3/2/4 | QSFP-SR4/SFPP-10GE-SR
[5 empty] | Fibre | MMF (MPO-4LC) - ae14 |  | am3-opc-c5r411-agg-3 | c5r411 | 14 | Eth2/2/2 | z411 u1 p8 | r101 u45 p8 | am3-core-rtr-5 | c5r101 | 5 | xe-3/2/5 | QSFP-SR4/SFPP-10GE-SR
[5 empty] | Fibre | MMF (MPO-4LC) - ae14 |  | am3-opc-c5r411-agg-3 | c5r411 | 14 | Eth2/2/3 | z411 u1 p9 | r101 u45 p9 | am3-core-rtr-5 | c5r101 | 5 | xe-3/3/4 | QSFP-SR4/SFPP-10GE-SR
[5 empty] | Fibre | MMF (MPO-4LC) - ae14 |  | am3-opc-c5r411-agg-3 | c5r411 | 14 | Eth2/2/4 | z411 u1 p10 | r101 u45 p10 | am3-core-rtr-5 | c5r101 | 5 | xe-3/3/5 | QSFP-SR4/SFPP-10GE-SR
[5 empty] | Fibre | MMF (MPO-4LC) - ae14 |  | am3-opc-c5r411-agg-3 | c5r411 | 14 | Eth2/3/1 | z411 u2 p3 | r103 u45 p3 | am3-core-rtr-6 | c5r103 | 5 | xe-3/0/4 | QSFP-SR4/SFPP-10GE-SR
[5 empty] | Fibre | MMF (MPO-4LC) - ae14 |  | am3-opc-c5r411-agg-3 | c5r411 | 14 | Eth2/3/2 | z411 u2 p4 | r103 u45 p4 | am3-core-rtr-6 | c5r103 | 5 | xe-3/0/5 | QSFP-SR4/SFPP-10GE-SR
[5 empty] | Fibre | MMF (MPO-4LC) - ae14 |  | am3-opc-c5r411-agg-3 | c5r411 | 14 | Eth2/3/3 | z411 u2 p5 | r103 u45 p5 | am3-core-rtr-6 | c5r103 | 5 | xe-3/1/4 | QSFP-SR4/SFPP-10GE-SR
[5 empty] | Fibre | MMF (MPO-4LC) - ae14 |  | am3-opc-c5r411-agg-3 | c5r411 | 14 | Eth2/3/4 | z411 u2 p6 | r103 u45 p6 | am3-core-rtr-6 | c5r103 | 5 | xe-3/1/5 | QSFP-SR4/SFPP-10GE-SR
[5 empty] | Fibre | MMF (MPO-4LC) - ae14 |  | am3-opc-c5r411-agg-3 | c5r411 | 14 | Eth2/4/1 | z411 u2 p7 | r103 u45 p7 | am3-core-rtr-6 | c5r103 | 5 | xe-3/2/4 | QSFP-SR4/SFPP-10GE-SR
[5 empty] | Fibre | MMF (MPO-4LC) - ae14 |  | am3-opc-c5r411-agg-3 | c5r411 | 14 | Eth2/4/2 | z411 u2 p8 | r103 u45 p8 | am3-core-rtr-6 | c5r103 | 5 | xe-3/2/5 | QSFP-SR4/SFPP-10GE-SR
[5 empty] | Fibre | MMF (MPO-4LC) - ae14 |  | am3-opc-c5r411-agg-3 | c5r411 | 14 | Eth2/4/3 | z411 u2 p9 | r103 u45 p9 | am3-core-rtr-6 | c5r103 | 5 | xe-3/3/4 | QSFP-SR4/SFPP-10GE-SR
[5 empty] | Fibre | MMF (MPO-4LC) - ae14 |  | am3-opc-c5r411-agg-3 | c5r411 | 14 | Eth2/4/4 | z411 u2 p10 | r103 u45 p10 | am3-core-rtr-6 | c5r103 | 5 | xe-3/3/5 | QSFP-SR4/SFPP-10GE-SR
[5 empty] | Fiber | MMF (MPO-4LC) - ae15 |  | am3-opc-c5r411-agg-4 | c5r411 | 16 | Eth2/1/1 | z411 u1 p11 | r101 u45 p11 | am3-core-rtr-5 | c5r101 | 5 | xe-3/0/6 | QSFP-SR4/SFPP-10GE-SR
[5 empty] | Fibre | MMF (MPO-4LC) - ae15 |  | am3-opc-c5r411-agg-4 | c5r411 | 16 | Eth2/1/2 | z411 u1 p12 | r101 u45 p12 | am3-core-rtr-5 | c5r101 | 5 | xe-3/0/7 | QSFP-SR4/SFPP-10GE-SR
[5 empty] | Fibre | MMF (MPO-4LC) - ae15 |  | am3-opc-c5r411-agg-4 | c5r411 | 16 | Eth2/1/3 | z411 u1 p13 | r101 u45 p13 | am3-core-rtr-5 | c5r101 | 5 | xe-3/1/6 | QSFP-SR4/SFPP-10GE-SR
[5 empty] | Fibre | MMF (MPO-4LC) - ae15 |  | am3-opc-c5r411-agg-4 | c5r411 | 16 | Eth2/1/4 | z411 u1 p14 | r101 u45 p14 | am3-core-rtr-5 | c5r101 | 5 | xe-3/1/7 | QSFP-SR4/SFPP-10GE-SR
[5 empty] | Fibre | MMF (MPO-4LC) - ae15 |  | am3-opc-c5r411-agg-4 | c5r411 | 16 | Eth2/2/1 | z411 u1 p15 | r101 u45 p15 | am3-core-rtr-5 | c5r101 | 5 | xe-3/2/6 | QSFP-SR4/SFPP-10GE-SR
[5 empty] | Fibre | MMF (MPO-4LC) - ae15 |  | am3-opc-c5r411-agg-4 | c5r411 | 16 | Eth2/2/2 | z411 u1 p16 | r101 u45 p16 | am3-core-rtr-5 | c5r101 | 5 | xe-3/2/7 | QSFP-SR4/SFPP-10GE-SR
[5 empty] | Fibre | MMF (MPO-4LC) - ae15 |  | am3-opc-c5r411-agg-4 | c5r411 | 16 | Eth2/2/3 | z411 u1 p17 | r101 u45 p17 | am3-core-rtr-5 | c5r101 | 5 | xe-3/3/6 | QSFP-SR4/SFPP-10GE-SR
[5 empty] | Fibre | MMF (MPO-4LC) - ae15 |  | am3-opc-c5r411-agg-4 | c5r411 | 16 | Eth2/2/4 | z411 u1 p18 | r101 u45 p18 | am3-core-rtr-5 | c5r101 | 5 | xe-3/3/7 | QSFP-SR4/SFPP-10GE-SR
[5 empty] | Fibre | MMF (MPO-4LC) - ae15 |  | am3-opc-c5r411-agg-4 | c5r411 | 16 | Eth2/3/1 | z411 u2 p11 | r103 u45 p11 | am3-core-rtr-6 | c5r103 | 5 | xe-3/0/6 | QSFP-SR4/SFPP-10GE-SR
[5 empty] | Fibre | MMF (MPO-4LC) - ae15 |  | am3-opc-c5r411-agg-4 | c5r411 | 16 | Eth2/3/2 | z411 u2 p12 | r103 u45 p12 | am3-core-rtr-6 | c5r103 | 5 | xe-3/0/7 | QSFP-SR4/SFPP-10GE-SR
[5 empty] | Fibre | MMF (MPO-4LC) - ae15 |  | am3-opc-c5r411-agg-4 | c5r411 | 16 | Eth2/3/3 | z411 u2 p13 | r103 u45 p13 | am3-core-rtr-6 | c5r103 | 5 | xe-3/1/6 | QSFP-SR4/SFPP-10GE-SR
[5 empty] | Fibre | MMF (MPO-4LC) - ae15 |  | am3-opc-c5r411-agg-4 | c5r411 | 16 | Eth2/3/4 | z411 u2 p14 | r103 u45 p14 | am3-core-rtr-6 | c5r103 | 5 | xe-3/1/7 | QSFP-SR4/SFPP-10GE-SR
[5 empty] | Fibre | MMF (MPO-4LC) - ae15 |  | am3-opc-c5r411-agg-4 | c5r411 | 16 | Eth2/4/1 | z411 u2 p15 | r103 u45 p15 | am3-core-rtr-6 | c5r103 | 5 | xe-3/2/6 | QSFP-SR4/SFPP-10GE-SR
[5 empty] | Fibre | MMF (MPO-4LC) - ae15 |  | am3-opc-c5r411-agg-4 | c5r411 | 16 | Eth2/4/2 | z411 u2 p16 | r103 u45 p16 | am3-core-rtr-6 | c5r103 | 5 | xe-3/2/7 | QSFP-SR4/SFPP-10GE-SR
[5 empty] | Fibre | MMF (MPO-4LC) - ae15 |  | am3-opc-c5r411-agg-4 | c5r411 | 16 | Eth2/4/3 | z411 u2 p17 | r103 u45 p17 | am3-core-rtr-6 | c5r103 | 5 | xe-3/3/6 | QSFP-SR4/SFPP-10GE-SR
[5 empty] | Fibre | MMF (MPO-4LC) - ae15 |  | am3-opc-c5r411-agg-4 | c5r411 | 16 | Eth2/4/4 | z411 u2 p18 | r103 u45 p18 | am3-core-rtr-6 | c5r103 | 5 | xe-3/3/7 | QSFP-SR4/SFPP-10GE-SR
c5r411 acc-1-2
[5 empty] | Copper | QSFP |  | am3-opc-c5r411-acc-1 | c5r411 | 18 | Eth2/1 | homerun | homerun | am3-opc-c5r411-acc-2 | c5r411 | 20 | Eth2/1 | QSFP-DAC | VPC Peer-link
[5 empty] | Copper | QSFP |  | am3-opc-c5r411-acc-1 | c5r411 | 18 | Eth2/2 | homerun | homerun | am3-opc-c5r411-acc-2 | c5r411 | 20 | Eth2/2 | QSFP-DAC | VPC Peer-link
[5 empty] | Fiber | MMF (LC-LC) |  | am3-opc-c5r411-acc-1 | c5r411 | 18 | Eth1/47 | homerun | homerun | am3-opc-c5r411-acc-2 | c5r411 | 20 | Eth1/47 | SFP-10G-SR | VPC Keepalive
[5 empty] | Fiber | MMF (LC-LC) |  | am3-opc-c5r411-acc-1 | c5r411 | 18 | Eth1/48 | homerun | homerun | am3-opc-c5r411-acc-2 | c5r411 | 20 | Eth1/48 | SFP-10G-SR | VPC Keepalive
[5 empty] | Fiber | MMF (MPO-4LC) |  | am3-opc-c5r411-acc-1 | c5r411 | 18 | Eth2/5/1 | homerun | homerun | am3-opc-c5r411-agg-1 | c5r411 | 10 | Eth1/1 | QSFP-SR4/SFP-10G-SR
[5 empty] | Fiber | MMF (MPO-4LC) |  | am3-opc-c5r411-acc-1 | c5r411 | 18 | Eth2/5/2 | homerun | homerun | am3-opc-c5r411-agg-1 | c5r411 | 10 | Eth1/2 | QSFP-SR4/SFP-10G-SR
[5 empty] | Fiber | MMF (MPO-4LC) |  | am3-opc-c5r411-acc-1 | c5r411 | 18 | Eth2/5/3 | homerun | homerun | am3-opc-c5r411-agg-1 | c5r411 | 10 | Eth1/3 | QSFP-SR4/SFP-10G-SR
[5 empty] | Fiber | MMF (MPO-4LC) |  | am3-opc-c5r411-acc-1 | c5r411 | 18 | Eth2/5/4 | homerun | homerun | am3-opc-c5r411-agg-1 | c5r411 | 10 | Eth1/4 | QSFP-SR4/SFP-10G-SR
[5 empty] | Fiber | MMF (MPO-4LC) |  | am3-opc-c5r411-acc-1 | c5r411 | 18 | Eth2/6/1 | homerun | homerun | am3-opc-c5r411-agg-2 | c5r411 | 12 | Eth1/1 | QSFP-SR4/SFP-10G-SR
[5 empty] | Fiber | MMF (MPO-4LC) |  | am3-opc-c5r411-acc-1 | c5r411 | 18 | Eth2/6/2 | homerun | homerun | am3-opc-c5r411-agg-2 | c5r411 | 12 | Eth1/2 | QSFP-SR4/SFP-10G-SR
[5 empty] | Fiber | MMF (MPO-4LC) |  | am3-opc-c5r411-acc-1 | c5r411 | 18 | Eth2/6/3 | homerun | homerun | am3-opc-c5r411-agg-2 | c5r411 | 12 | Eth1/3 | QSFP-SR4/SFP-10G-SR
[5 empty] | Fiber | MMF (MPO-4LC) |  | am3-opc-c5r411-acc-1 | c5r411 | 18 | Eth2/6/4 | homerun | homerun | am3-opc-c5r411-agg-2 | c5r411 | 12 | Eth1/4 | QSFP-SR4/SFP-10G-SR
[5 empty] | Fiber | MMF (MPO-4LC) |  | am3-opc-c5r411-acc-2 | c5r411 | 20 | Eth2/5/1 | homerun | homerun | am3-opc-c5r411-agg-1 | c5r411 | 10 | Eth1/5 | QSFP-SR4/SFP-10G-SR
[5 empty] | Fiber | MMF (MPO-4LC) |  | am3-opc-c5r411-acc-2 | c5r411 | 20 | Eth2/5/2 | homerun | homerun | am3-opc-c5r411-agg-1 | c5r411 | 10 | Eth1/6 | QSFP-SR4/SFP-10G-SR
[5 empty] | Fiber | MMF (MPO-4LC) |  | am3-opc-c5r411-acc-2 | c5r411 | 20 | Eth2/5/3 | homerun | homerun | am3-opc-c5r411-agg-1 | c5r411 | 10 | Eth1/7 | QSFP-SR4/SFP-10G-SR
[5 empty] | Fiber | MMF (MPO-4LC) |  | am3-opc-c5r411-acc-2 | c5r411 | 20 | Eth2/5/4 | homerun | homerun | am3-opc-c5r411-agg-1 | c5r411 | 10 | Eth1/8 | QSFP-SR4/SFP-10G-SR
[5 empty] | Fiber | MMF (MPO-4LC) |  | am3-opc-c5r411-acc-2 | c5r411 | 20 | Eth2/6/1 | homerun | homerun | am3-opc-c5r411-agg-2 | c5r411 | 12 | Eth1/5 | QSFP-SR4/SFP-10G-SR
[5 empty] | Fiber | MMF (MPO-4LC) |  | am3-opc-c5r411-acc-2 | c5r411 | 20 | Eth2/6/2 | homerun | homerun | am3-opc-c5r411-agg-2 | c5r411 | 12 | Eth1/6 | QSFP-SR4/SFP-10G-SR
[5 empty] | Fiber | MMF (MPO-4LC) |  | am3-opc-c5r411-acc-2 | c5r411 | 20 | Eth2/6/3 | homerun | homerun | am3-opc-c5r411-agg-2 | c5r411 | 12 | Eth1/7 | QSFP-SR4/SFP-10G-SR
[5 empty] | Fiber | MMF (MPO-4LC) |  | am3-opc-c5r411-acc-2 | c5r411 | 20 | Eth2/6/4 | homerun | homerun | am3-opc-c5r411-agg-2 | c5r411 | 12 | Eth1/8 | QSFP-SR4/SFP-10G-SR
c5r510 acc-1-2
[5 empty] | Copper | cat6 |  | am3-opc-c5r510-acc-1 | c5r510 | 42 | Eth1/39 | homerun | homerun | am3-opc-c5r510-acc-2 | c5r411 | 40 | Eth1/39 |  | VPC Peer-link
[5 empty] | Copper | cat6 |  | am3-opc-c5r510-acc-1 | c5r510 | 42 | Eth1/40 | homerun | homerun | am3-opc-c5r510-acc-2 | c5r411 | 40 | Eth1/40 |  | VPC Peer-link
[5 empty] | Copper | cat6 |  | am3-opc-c5r510-acc-1 | c5r510 | 42 | Eth1/41 | homerun | homerun | am3-opc-c5r510-acc-2 | c5r411 | 40 | Eth1/41 |  | VPC Peer-link
[5 empty] | Copper | cat6 |  | am3-opc-c5r510-acc-1 | c5r510 | 42 | Eth1/42 | homerun | homerun | am3-opc-c5r510-acc-2 | c5r411 | 40 | Eth1/42 |  | VPC Peer-link
[5 empty] | Copper | cat6 |  | am3-opc-c5r510-acc-1 | c5r510 | 42 | Eth1/43 | homerun | homerun | am3-opc-c5r510-acc-2 | c5r411 | 40 | Eth1/43 |  | VPC Peer-link
[5 empty] | Copper | cat6 |  | am3-opc-c5r510-acc-1 | c5r510 | 42 | Eth1/44 | homerun | homerun | am3-opc-c5r510-acc-2 | c5r411 | 40 | Eth1/44 |  | VPC Peer-link
[5 empty] | Copper | cat6 |  | am3-opc-c5r510-acc-1 | c5r510 | 42 | Eth1/45 | homerun | homerun | am3-opc-c5r510-acc-2 | c5r411 | 40 | Eth1/45 |  | VPC Peer-link
[5 empty] | Copper | cat6 |  | am3-opc-c5r510-acc-1 | c5r510 | 42 | Eth1/46 | homerun | homerun | am3-opc-c5r510-acc-2 | c5r411 | 40 | Eth1/46 |  | VPC Peer-link
[5 empty] | Copper | cat6 |  | am3-opc-c5r510-acc-1 | c5r510 | 42 | Eth1/47 | homerun | homerun | am3-opc-c5r510-acc-2 | c5r411 | 40 | Eth1/47 |  | VPC Keepalive
[5 empty] | Fiber | MMF (MPO-4LC) |  | am3-opc-c5r510-acc-1 | c5r510 | 42 | Eth1/48 | homerun | homerun | am3-opc-c5r510-acc-2 | c5r411 | 40 | Eth1/48 |  | VPC Keepalive
[5 empty] | Fiber | MMF (MPO-4LC) |  | am3-opc-c5r510-acc-1 | c5r510 | 42 | Eth1/51 | z510 u1 p5 | r411 u47 p5 | am3-opc-c5r411-agg-1 | c5r411 | 10 | Eth1/9 | QSA+SFP-10G-SR/SFP-10G-SR
[5 empty] | Fiber | MMF (MPO-4LC) |  | am3-opc-c5r510-acc-1 | c5r510 | 42 | Eth1/52 | z510 u1 p6 | r411 u47 p6 | am3-opc-c5r411-agg-1 | c5r411 | 10 | Eth1/10 | QSA+SFP-10G-SR/SFP-10G-SR
[5 empty] | Fiber | MMF (MPO-4LC) |  | am3-opc-c5r510-acc-1 | c5r510 | 42 | Eth1/53 | z510 u1 p9 | r411 u47 p9 | am3-opc-c5r411-agg-2 | c5r411 | 12 | Eth1/9 | QSA+SFP-10G-SR/SFP-10G-SR
[5 empty] | Fiber | MMF (MPO-4LC) |  | am3-opc-c5r510-acc-1 | c5r510 | 42 | Eth1/54 | z510 u1 p10 | r411 u47 p10 | am3-opc-c5r411-agg-2 | c5r411 | 12 | Eth1/10 | QSA+SFP-10G-SR/SFP-10G-SR
[5 empty] | Fiber | MMF (MPO-4LC) |  | am3-opc-c5r510-acc-2 | c5r510 | 40 | Eth1/51 | z510 u1 p13 | r411 u47 p13 | am3-opc-c5r411-agg-1 | c5r411 | 10 | Eth1/13 | QSA+SFP-10G-SR/SFP-10G-SR
[5 empty] | Fiber | MMF (MPO-4LC) |  | am3-opc-c5r510-acc-2 | c5r510 | 40 | Eth1/52 | z510 u1 p14 | r411 u47 p14 | am3-opc-c5r411-agg-1 | c5r411 | 10 | Eth1/14 | QSA+SFP-10G-SR/SFP-10G-SR
[5 empty] | Fiber | MMF (MPO-4LC) |  | am3-opc-c5r510-acc-2 | c5r510 | 40 | Eth1/53 | z510 u1 p17 | r411 u47 p17 | am3-opc-c5r411-agg-2 | c5r411 | 12 | Eth1/13 | QSA+SFP-10G-SR/SFP-10G-SR
[5 empty] | Fiber | MMF (MPO-4LC) |  | am3-opc-c5r510-acc-2 | c5r510 | 40 | Eth1/54 | z510 u1 p18 | r411 u47 p18 | am3-opc-c5r411-agg-2 | c5r411 | 12 | Eth1/14 | QSA+SFP-10G-SR/SFP-10G-SR
c5r511 acc-1-2 @Nexus9k
[5 empty] | Copper | cat6 |  | am3-opc-c5r511-acc-1 | c5r511 | 42 | Eth1/39 | homerun | homerun | am3-opc-c5r511-acc-2 | c5r511 | 40 | Eth1/39 |  | VPC Peer-link
[5 empty] | Copper | cat6 |  | am3-opc-c5r511-acc-1 | c5r511 | 42 | Eth1/40 | homerun | homerun | am3-opc-c5r511-acc-2 | c5r511 | 40 | Eth1/40 |  | VPC Peer-link
[5 empty] | Copper | cat6 |  | am3-opc-c5r511-acc-1 | c5r511 | 42 | Eth1/41 | homerun | homerun | am3-opc-c5r511-acc-2 | c5r511 | 40 | Eth1/41 |  | VPC Peer-link
[5 empty] | Copper | cat6 |  | am3-opc-c5r511-acc-1 | c5r511 | 42 | Eth1/42 | homerun | homerun | am3-opc-c5r511-acc-2 | c5r511 | 40 | Eth1/42 |  | VPC Peer-link
[5 empty] | Copper | cat6 |  | am3-opc-c5r511-acc-1 | c5r511 | 42 | Eth1/43 | homerun | homerun | am3-opc-c5r511-acc-2 | c5r511 | 40 | Eth1/43 |  | VPC Peer-link
[5 empty] | Copper | cat6 |  | am3-opc-c5r511-acc-1 | c5r511 | 42 | Eth1/44 | homerun | homerun | am3-opc-c5r511-acc-2 | c5r511 | 40 | Eth1/44 |  | VPC Peer-link
[5 empty] | Copper | cat6 |  | am3-opc-c5r511-acc-1 | c5r511 | 42 | Eth1/45 | homerun | homerun | am3-opc-c5r511-acc-2 | c5r511 | 40 | Eth1/45 |  | VPC Peer-link
[5 empty] | Copper | cat6 |  | am3-opc-c5r511-acc-1 | c5r511 | 42 | Eth1/46 | homerun | homerun | am3-opc-c5r511-acc-2 | c5r511 | 40 | Eth1/46 |  | VPC Peer-link
[5 empty] | Copper | cat6 |  | am3-opc-c5r511-acc-1 | c5r511 | 42 | Eth1/47 | homerun | homerun | am3-opc-c5r511-acc-2 | c5r511 | 40 | Eth1/47 |  | VPC Keepalive
[5 empty] | Copper | cat6 |  | am3-opc-c5r511-acc-1 | c5r511 | 42 | Eth1/48 | homerun | homerun | am3-opc-c5r511-acc-2 | c5r511 | 40 | Eth1/48 |  | VPC Keepalive
[5 empty] | Fiber | MMF (MPO-4LC) |  | am3-opc-c5r511-acc-1 | c5r511 | 42 | Eth1/51 | z511 u1 p5 | r411 u48 p5 | am3-opc-c5r411-agg-1 | c5r411 | 10 | Eth1/17 | QSA+SFP-10G-SR/SFP-10G-SR
[5 empty] | Fiber | MMF (MPO-4LC) |  | am3-opc-c5r511-acc-1 | c5r511 | 42 | Eth1/52 | z511 u1 p6 | r411 u48 p6 | am3-opc-c5r411-agg-1 | c5r411 | 10 | Eth1/18 | QSA+SFP-10G-SR/SFP-10G-SR
[5 empty] | Fiber | MMF (MPO-4LC) |  | am3-opc-c5r511-acc-1 | c5r511 | 42 | Eth1/53 | z511 u1 p9 | r411 u48 p9 | am3-opc-c5r411-agg-2 | c5r411 | 12 | Eth1/17 | QSA+SFP-10G-SR/SFP-10G-SR
[5 empty] | Fiber | MMF (MPO-4LC) |  | am3-opc-c5r511-acc-1 | c5r511 | 42 | Eth1/54 | z511 u1 p10 | r411 u48 p10 | am3-opc-c5r411-agg-2 | c5r411 | 12 | Eth1/18 | QSA+SFP-10G-SR/SFP-10G-SR
[5 empty] | Fiber | MMF (MPO-4LC) |  | am3-opc-c5r511-acc-2 | c5r511 | 40 | Eth1/51 | z511 u1 p13 | r411 u48 p13 | am3-opc-c5r411-agg-1 | c5r411 | 10 | Eth1/21 | QSA+SFP-10G-SR/SFP-10G-SR
[5 empty] | Fiber | MMF (MPO-4LC) |  | am3-opc-c5r511-acc-2 | c5r511 | 40 | Eth1/52 | z511 u1 p14 | r411 u48 p14 | am3-opc-c5r411-agg-1 | c5r411 | 10 | Eth1/22 | QSA+SFP-10G-SR/SFP-10G-SR
[5 empty] | Fiber | MMF (MPO-4LC) |  | am3-opc-c5r511-acc-2 | c5r511 | 40 | Eth1/53 | z511 u1 p17 | r411 u48 p17 | am3-opc-c5r411-agg-2 | c5r411 | 12 | Eth1/21 | QSA+SFP-10G-SR/SFP-10G-SR
[5 empty] | Fiber | MMF (MPO-4LC) |  | am3-opc-c5r511-acc-2 | c5r511 | 40 | Eth1/54 | z511 u1 p18 | r411 u48 p18 | am3-opc-c5r411-agg-2 | c5r411 | 12 | Eth1/22 | QSA+SFP-10G-SR/SFP-10G-SR
c5r601 acc-1-2 @Nexus9k
[5 empty] | Copper | cat6 |  | am3-opc-c5r601-acc-1 | c5r601 | 42 | Eth1/39 | homerun | homerun | am3-opc-c5r601-acc-2 | c5r601 | 40 | Eth1/39 |  | VPC Peer-link
[5 empty] | Copper | cat6 |  | am3-opc-c5r601-acc-1 | c5r601 | 42 | Eth1/40 | homerun | homerun | am3-opc-c5r601-acc-2 | c5r601 | 40 | Eth1/40 |  | VPC Peer-link
[5 empty] | Copper | cat6 |  | am3-opc-c5r601-acc-1 | c5r601 | 42 | Eth1/41 | homerun | homerun | am3-opc-c5r601-acc-2 | c5r601 | 40 | Eth1/41 |  | VPC Peer-link
[5 empty] | Copper | cat6 |  | am3-opc-c5r601-acc-1 | c5r601 | 42 | Eth1/42 | homerun | homerun | am3-opc-c5r601-acc-2 | c5r601 | 40 | Eth1/42 |  | VPC Peer-link
[5 empty] | Copper | cat6 |  | am3-opc-c5r601-acc-1 | c5r601 | 42 | Eth1/43 | homerun | homerun | am3-opc-c5r601-acc-2 | c5r601 | 40 | Eth1/43 |  | VPC Peer-link
[5 empty] | Copper | cat6 |  | am3-opc-c5r601-acc-1 | c5r601 | 42 | Eth1/44 | homerun | homerun | am3-opc-c5r601-acc-2 | c5r601 | 40 | Eth1/44 |  | VPC Peer-link
[5 empty] | Copper | cat6 |  | am3-opc-c5r601-acc-1 | c5r601 | 42 | Eth1/45 | homerun | homerun | am3-opc-c5r601-acc-2 | c5r601 | 40 | Eth1/45 |  | VPC Peer-link
[5 empty] | Copper | cat6 |  | am3-opc-c5r601-acc-1 | c5r601 | 42 | Eth1/46 | homerun | homerun | am3-opc-c5r601-acc-2 | c5r601 | 40 | Eth1/46 |  | VPC Peer-link
[5 empty] | Copper | cat6 |  | am3-opc-c5r601-acc-1 | c5r601 | 42 | Eth1/47 | homerun | homerun | am3-opc-c5r601-acc-2 | c5r601 | 40 | Eth1/47 |  | VPC Keepalive
[5 empty] | Copper | cat6 |  | am3-opc-c5r601-acc-1 | c5r601 | 42 | Eth1/48 | homerun | homerun | am3-opc-c5r601-acc-2 | c5r601 | 40 | Eth1/48 |  | VPC Keepalive
[5 empty] | Fiber | MMF (MPO-4LC) |  | am3-opc-c5r601-acc-1 | c5r601 | 42 | Eth1/51 | z601 u1 p5 | r411 u36 p5 | am3-opc-c5r411-agg-1 | c5r411 | 14 | Eth1/25 | QSA+SFP-10G-SR/SFP-10G-SR
[5 empty] | Fiber | MMF (MPO-4LC) |  | am3-opc-c5r601-acc-1 | c5r601 | 42 | Eth1/52 | z601 u1 p6 | r411 u36 p6 | am3-opc-c5r411-agg-1 | c5r411 | 14 | Eth1/26 | QSA+SFP-10G-SR/SFP-10G-SR
[5 empty] | Fiber | MMF (MPO-4LC) |  | am3-opc-c5r601-acc-1 | c5r601 | 42 | Eth1/53 | z601 u1 p9 | r411 u36 p9 | am3-opc-c5r411-agg-2 | c5r411 | 16 | Eth1/25 | QSA+SFP-10G-SR/SFP-10G-SR
[5 empty] | Fiber | MMF (MPO-4LC) |  | am3-opc-c5r601-acc-1 | c5r601 | 42 | Eth1/54 | z601 u1 p10 | r411 u36 p10 | am3-opc-c5r411-agg-2 | c5r411 | 16 | Eth1/26 | QSA+SFP-10G-SR/SFP-10G-SR
[5 empty] | Fiber | MMF (MPO-4LC) |  | am3-opc-c5r601-acc-2 | c5r601 | 40 | Eth1/51 | z601 u1 p13 | r411 u36 p13 | am3-opc-c5r411-agg-1 | c5r411 | 14 | Eth1/29 | QSA+SFP-10G-SR/SFP-10G-SR
[5 empty] | Fiber | MMF (MPO-4LC) |  | am3-opc-c5r601-acc-2 | c5r601 | 40 | Eth1/52 | z601 u1 p14 | r411 u36 p14 | am3-opc-c5r411-agg-1 | c5r411 | 14 | Eth1/30 | QSA+SFP-10G-SR/SFP-10G-SR
[5 empty] | Fiber | MMF (MPO-4LC) |  | am3-opc-c5r601-acc-2 | c5r601 | 40 | Eth1/53 | z601 u1 p17 | r411 u36 p17 | am3-opc-c5r411-agg-2 | c5r411 | 16 | Eth1/29 | QSA+SFP-10G-SR/SFP-10G-SR
[5 empty] | Fiber | MMF (MPO-4LC) |  | am3-opc-c5r601-acc-2 | c5r601 | 40 | Eth1/54 | z601 u1 p18 | r411 u36 p18 | am3-opc-c5r411-agg-2 | c5r411 | 16 | Eth1/30 | QSA+SFP-10G-SR/SFP-10G-SR
c5r411 acc-3-4
[5 empty] | Copper | QSFP |  | am3-opc-c5r411-acc-3 | c5r411 | 22 | Eth2/1 | homerun | homerun | am3-opc-c5r411-acc-4 | c5r411 | 24 | Eth2/1 | QSFP-DAC | VPC Peer-link
[5 empty] | Copper | QSFP |  | am3-opc-c5r411-acc-3 | c5r411 | 22 | Eth2/2 | homerun | homerun | am3-opc-c5r411-acc-4 | c5r411 | 24 | Eth2/2 | QSFP-DAC | VPC Peer-link
[5 empty] | Fiber | MMF (LC-LC) |  | am3-opc-c5r411-acc-3 | c5r411 | 22 | Eth1/47 | homerun | homerun | am3-opc-c5r411-acc-4 | c5r411 | 24 | Eth1/47 | SFP-10G-SR | VPC Keepalive
[5 empty] | Fiber | MMF (LC-LC) |  | am3-opc-c5r411-acc-3 | c5r411 | 22 | Eth1/48 | homerun | homerun | am3-opc-c5r411-acc-4 | c5r411 | 24 | Eth1/48 | SFP-10G-SR | VPC Keepalive
[5 empty] | Fiber | MMF (MPO-4LC) |  | am3-opc-c5r411-acc-3 | c5r411 | 22 | Eth2/5/1 | homerun | homerun | am3-opc-c5r411-agg-3 | c5r411 | 14 | Eth1/1 | QSFP-SR4/SFP-10G-SR
[5 empty] | Fiber | MMF (MPO-4LC) |  | am3-opc-c5r411-acc-3 | c5r411 | 22 | Eth2/5/2 | homerun | homerun | am3-opc-c5r411-agg-3 | c5r411 | 14 | Eth1/2 | QSFP-SR4/SFP-10G-SR
[5 empty] | Fiber | MMF (MPO-4LC) |  | am3-opc-c5r411-acc-3 | c5r411 | 22 | Eth2/5/3 | homerun | homerun | am3-opc-c5r411-agg-3 | c5r411 | 14 | Eth1/3 | QSFP-SR4/SFP-10G-SR
[5 empty] | Fiber | MMF (MPO-4LC) |  | am3-opc-c5r411-acc-3 | c5r411 | 22 | Eth2/5/4 | homerun | homerun | am3-opc-c5r411-agg-3 | c5r411 | 14 | Eth1/4 | QSFP-SR4/SFP-10G-SR
[5 empty] | Fiber | MMF (MPO-4LC) |  | am3-opc-c5r411-acc-3 | c5r411 | 22 | Eth2/6/1 | homerun | homerun | am3-opc-c5r411-agg-4 | c5r411 | 16 | Eth1/1 | QSFP-SR4/SFP-10G-SR
[5 empty] | Fiber | MMF (MPO-4LC) |  | am3-opc-c5r411-acc-3 | c5r411 | 22 | Eth2/6/2 | homerun | homerun | am3-opc-c5r411-agg-4 | c5r411 | 16 | Eth1/2 | QSFP-SR4/SFP-10G-SR
[5 empty] | Fiber | MMF (MPO-4LC) |  | am3-opc-c5r411-acc-3 | c5r411 | 22 | Eth2/6/3 | homerun | homerun | am3-opc-c5r411-agg-4 | c5r411 | 16 | Eth1/3 | QSFP-SR4/SFP-10G-SR
[5 empty] | Fiber | MMF (MPO-4LC) |  | am3-opc-c5r411-acc-3 | c5r411 | 22 | Eth2/6/4 | homerun | homerun | am3-opc-c5r411-agg-4 | c5r411 | 16 | Eth1/4 | QSFP-SR4/SFP-10G-SR
[5 empty] | Fiber | MMF (MPO-4LC) |  | am3-opc-c5r411-acc-4 | c5r411 | 24 | Eth2/5/1 | homerun | homerun | am3-opc-c5r411-agg-3 | c5r411 | 14 | Eth1/5 | QSFP-SR4/SFP-10G-SR
[5 empty] | Fiber | MMF (MPO-4LC) |  | am3-opc-c5r411-acc-4 | c5r411 | 24 | Eth2/5/2 | homerun | homerun | am3-opc-c5r411-agg-3 | c5r411 | 14 | Eth1/6 | QSFP-SR4/SFP-10G-SR
[5 empty] | Fiber | MMF (MPO-4LC) |  | am3-opc-c5r411-acc-4 | c5r411 | 24 | Eth2/5/3 | homerun | homerun | am3-opc-c5r411-agg-3 | c5r411 | 14 | Eth1/7 | QSFP-SR4/SFP-10G-SR
[5 empty] | Fiber | MMF (MPO-4LC) |  | am3-opc-c5r411-acc-4 | c5r411 | 24 | Eth2/5/4 | homerun | homerun | am3-opc-c5r411-agg-3 | c5r411 | 14 | Eth1/8 | QSFP-SR4/SFP-10G-SR
[5 empty] | Fiber | MMF (MPO-4LC) |  | am3-opc-c5r411-acc-4 | c5r411 | 24 | Eth2/6/1 | homerun | homerun | am3-opc-c5r411-agg-4 | c5r411 | 16 | Eth1/5 | QSFP-SR4/SFP-10G-SR
[5 empty] | Fiber | MMF (MPO-4LC) |  | am3-opc-c5r411-acc-4 | c5r411 | 24 | Eth2/6/2 | homerun | homerun | am3-opc-c5r411-agg-4 | c5r411 | 16 | Eth1/6 | QSFP-SR4/SFP-10G-SR
[5 empty] | Fiber | MMF (MPO-4LC) |  | am3-opc-c5r411-acc-4 | c5r411 | 24 | Eth2/6/3 | homerun | homerun | am3-opc-c5r411-agg-4 | c5r411 | 16 | Eth1/7 | QSFP-SR4/SFP-10G-SR
[5 empty] | Fiber | MMF (MPO-4LC) |  | am3-opc-c5r411-acc-4 | c5r411 | 24 | Eth2/6/4 | homerun | homerun | am3-opc-c5r411-agg-4 | c5r411 | 16 | Eth1/8 | QSFP-SR4/SFP-10G-SR
c5r604 acc-1-2 @Nexus9k
[5 empty] | Copper | cat6 |  | am3-opc-c5r604-acc-1 | c5r604 | 42 | Eth1/39 | homerun | homerun | am3-opc-c5r604-acc-2 | c5r604 | 40 | Eth1/39 |  | VPC Peer-link
[5 empty] | Copper | cat6 |  | am3-opc-c5r604-acc-1 | c5r604 | 42 | Eth1/40 | homerun | homerun | am3-opc-c5r604-acc-2 | c5r604 | 40 | Eth1/40 |  | VPC Peer-link
[5 empty] | Copper | cat6 |  | am3-opc-c5r604-acc-1 | c5r604 | 42 | Eth1/41 | homerun | homerun | am3-opc-c5r604-acc-2 | c5r604 | 40 | Eth1/41 |  | VPC Peer-link
[5 empty] | Copper | cat6 |  | am3-opc-c5r604-acc-1 | c5r604 | 42 | Eth1/42 | homerun | homerun | am3-opc-c5r604-acc-2 | c5r604 | 40 | Eth1/42 |  | VPC Peer-link
[5 empty] | Copper | cat6 |  | am3-opc-c5r604-acc-1 | c5r604 | 42 | Eth1/43 | homerun | homerun | am3-opc-c5r604-acc-2 | c5r604 | 40 | Eth1/43 |  | VPC Peer-link
[5 empty] | Copper | cat6 |  | am3-opc-c5r604-acc-1 | c5r604 | 42 | Eth1/44 | homerun | homerun | am3-opc-c5r604-acc-2 | c5r604 | 40 | Eth1/44 |  | VPC Peer-link
[5 empty] | Copper | cat6 |  | am3-opc-c5r604-acc-1 | c5r604 | 42 | Eth1/45 | homerun | homerun | am3-opc-c5r604-acc-2 | c5r604 | 40 | Eth1/45 |  | VPC Peer-link
[5 empty] | Copper | cat6 |  | am3-opc-c5r604-acc-1 | c5r604 | 42 | Eth1/46 | homerun | homerun | am3-opc-c5r604-acc-2 | c5r604 | 40 | Eth1/46 |  | VPC Peer-link
[5 empty] | Copper | cat6 |  | am3-opc-c5r604-acc-1 | c5r604 | 42 | Eth1/47 | homerun | homerun | am3-opc-c5r604-acc-2 | c5r604 | 40 | Eth1/47 |  | VPC Keepalive
[5 empty] | Copper | cat6 |  | am3-opc-c5r604-acc-1 | c5r604 | 42 | Eth1/48 | homerun | homerun | am3-opc-c5r604-acc-2 | c5r604 | 40 | Eth1/48 |  | VPC Keepalive
[5 empty] | Fiber | MMF (MPO-4LC) |  | am3-opc-c5r604-acc-1 | c5r604 | 42 | Eth1/51 | z604 u1 p5 | r411 u39 p5 | am3-opc-c5r411-agg-3 | c5r411 | 14 | Eth1/9 | QSA+SFP-10G-SR/SFP-10G-SR
[5 empty] | Fiber | MMF (MPO-4LC) |  | am3-opc-c5r604-acc-1 | c5r604 | 42 | Eth1/52 | z604 u1 p6 | r411 u39 p6 | am3-opc-c5r411-agg-3 | c5r411 | 14 | Eth1/10 | QSA+SFP-10G-SR/SFP-10G-SR
[5 empty] | Fiber | MMF (MPO-4LC) |  | am3-opc-c5r604-acc-1 | c5r604 | 42 | Eth1/53 | z604 u1 p9 | r411 u39 p9 | am3-opc-c5r411-agg-4 | c5r411 | 16 | Eth1/9 | QSA+SFP-10G-SR/SFP-10G-SR
[5 empty] | Fiber | MMF (MPO-4LC) |  | am3-opc-c5r604-acc-1 | c5r604 | 42 | Eth1/54 | z604 u1 p10 | r411 u39 p10 | am3-opc-c5r411-agg-4 | c5r411 | 16 | Eth1/10 | QSA+SFP-10G-SR/SFP-10G-SR
[5 empty] | Fiber | MMF (MPO-4LC) |  | am3-opc-c5r604-acc-2 | c5r604 | 40 | Eth1/51 | z604 u1 p13 | r411 u39 p13 | am3-opc-c5r411-agg-3 | c5r411 | 14 | Eth1/13 | QSA+SFP-10G-SR/SFP-10G-SR
[5 empty] | Fiber | MMF (MPO-4LC) |  | am3-opc-c5r604-acc-2 | c5r604 | 40 | Eth1/52 | z604 u1 p14 | r411 u39 p14 | am3-opc-c5r411-agg-3 | c5r411 | 14 | Eth1/14 | QSA+SFP-10G-SR/SFP-10G-SR
[5 empty] | Fiber | MMF (MPO-4LC) |  | am3-opc-c5r604-acc-2 | c5r604 | 40 | Eth1/53 | z604 u1 p17 | r411 u39 p17 | am3-opc-c5r411-agg-4 | c5r411 | 16 | Eth1/13 | QSA+SFP-10G-SR/SFP-10G-SR
[5 empty] | Fiber | MMF (MPO-4LC) |  | am3-opc-c5r604-acc-2 | c5r604 | 40 | Eth1/54 | z604 u1 p18 | r411 u39 p18 | am3-opc-c5r411-agg-4 | c5r411 | 16 | Eth1/14 | QSA+SFP-10G-SR/SFP-10G-SR
c5r607 acc-1-2 @Nexus6k
[5 empty] | Copper | QSFP |  | am3-opc-c5r607-acc-1 | c5r607 | 42 | Eth2/1 | homerun | homerun | am3-opc-c5r607-acc-2 | c5r607 | 40 | Eth2/1 | QSFP-DAC | VPC Peer-link
[5 empty] | Copper | QSFP |  | am3-opc-c5r607-acc-1 | c5r607 | 42 | Eth2/2 | homerun | homerun | am3-opc-c5r607-acc-2 | c5r607 | 40 | Eth2/2 | QSFP-DAC | VPC Peer-link
[5 empty] | Copper | cat6 |  | am3-opc-c5r607-acc-1 | c5r607 | 42 | Eth1/47 | homerun | homerun | am3-opc-c5r607-acc-2 | c5r607 | 40 | Eth1/47 |  | VPC Keepalive
[5 empty] | Copper | cat6 |  | am3-opc-c5r607-acc-1 | c5r607 | 42 | Eth1/48 | homerun | homerun | am3-opc-c5r607-acc-2 | c5r607 | 40 | Eth1/48 |  | VPC Keepalive
[5 empty] | Fiber | MMF (MPO-4LC) |  | am3-opc-c5r607-acc-1 | c5r607 | 42 | Eth2/3/1 | z607 u1 p5 | r411 u42 p5 | am3-opc-c5r411-agg-3 | c5r411 | 14 | Eth1/17 | QSFP-SR4/SFP-10G-SR
[5 empty] | Fiber | MMF (MPO-4LC) |  | am3-opc-c5r607-acc-1 | c5r607 | 42 | Eth2/3/2 | z607 u1 p6 | r411 u42 p6 | am3-opc-c5r411-agg-3 | c5r411 | 14 | Eth1/18 | QSFP-SR4/SFP-10G-SR
[5 empty] | Fiber | MMF (MPO-4LC) |  | am3-opc-c5r607-acc-1 | c5r607 | 42 | Eth2/3/3 | z607 u1 p5 | r411 u42 p5 | am3-opc-c5r411-agg-3 | c5r411 | 14 | Eth1/19 | QSFP-SR4/SFP-10G-SR
[5 empty] | Fiber | MMF (MPO-4LC) |  | am3-opc-c5r607-acc-1 | c5r607 | 42 | Eth2/3/4 | z607 u1 p6 | r411 u42 p6 | am3-opc-c5r411-agg-3 | c5r411 | 14 | Eth1/20 | QSFP-SR4/SFP-10G-SR
[5 empty] | Fiber | MMF (MPO-4LC) |  | am3-opc-c5r607-acc-1 | c5r607 | 42 | Eth2/4/1 | z607 u1 p9 | r411 u42 p9 | am3-opc-c5r411-agg-4 | c5r411 | 16 | Eth1/17 | QSFP-SR4/SFP-10G-SR
[5 empty] | Fiber | MMF (MPO-4LC) |  | am3-opc-c5r607-acc-1 | c5r607 | 42 | Eth2/4/2 | z607 u1 p10 | r411 u42 p10 | am3-opc-c5r411-agg-4 | c5r411 | 16 | Eth1/18 | QSFP-SR4/SFP-10G-SR
[5 empty] | Fiber | MMF (MPO-4LC) |  | am3-opc-c5r607-acc-1 | c5r607 | 42 | Eth2/4/3 | z607 u1 p11 | r411 u42 p11 | am3-opc-c5r411-agg-4 | c5r411 | 16 | Eth1/19 | QSFP-SR4/SFP-10G-SR
[5 empty] | Fiber | MMF (MPO-4LC) |  | am3-opc-c5r607-acc-1 | c5r607 | 42 | Eth2/4/4 | z607 u1 p12 | r411 u42 p12 | am3-opc-c5r411-agg-4 | c5r411 | 16 | Eth1/20 | QSFP-SR4/SFP-10G-SR
[5 empty] | Fiber | MMF (MPO-4LC) |  | am3-opc-c5r607-acc-2 | c5r607 | 40 | Eth2/3/1 | z607 u1 p13 | r411 u42 p13 | am3-opc-c5r411-agg-3 | c5r411 | 14 | Eth1/21 | QSFP-SR4/SFP-10G-SR
[5 empty] | Fiber | MMF (MPO-4LC) |  | am3-opc-c5r607-acc-2 | c5r607 | 40 | Eth2/3/2 | z607 u1 p14 | r411 u42 p14 | am3-opc-c5r411-agg-3 | c5r411 | 14 | Eth1/22 | QSFP-SR4/SFP-10G-SR
[5 empty] | Fiber | MMF (MPO-4LC) |  | am3-opc-c5r607-acc-2 | c5r607 | 40 | Eth2/3/3 | z607 u1 p15 | r411 u42 p15 | am3-opc-c5r411-agg-4 | c5r411 | 16 | Eth1/23 | QSFP-SR4/SFP-10G-SR
[5 empty] | Fiber | MMF (MPO-4LC) |  | am3-opc-c5r607-acc-2 | c5r607 | 40 | Eth2/3/4 | z607 u1 p16 | r411 u42 p16 | am3-opc-c5r411-agg-4 | c5r411 | 16 | Eth1/24 | QSFP-SR4/SFP-10G-SR
[5 empty] | Fiber | MMF (MPO-4LC) |  | am3-opc-c5r607-acc-2 | c5r607 | 40 | Eth2/4/1 | z607 u1 p17 | r411 u42 p17 | am3-opc-c5r411-agg-4 | c5r411 | 16 | Eth1/21 | QSFP-SR4/SFP-10G-SR
[5 empty] | Fiber | MMF (MPO-4LC) |  | am3-opc-c5r607-acc-2 | c5r607 | 40 | Eth2/4/2 | z607 u1 p18 | r411 u42 p18 | am3-opc-c5r411-agg-4 | c5r411 | 16 | Eth1/22 | QSFP-SR4/SFP-10G-SR
[5 empty] | Fiber | MMF (MPO-4LC) |  | am3-opc-c5r607-acc-2 | c5r607 | 40 | Eth2/4/3 | z607 u1 p19 | r411 u42 p19 | am3-opc-c5r411-agg-4 | c5r411 | 16 | Eth1/23 | QSFP-SR4/SFP-10G-SR
[5 empty] | Fiber | MMF (MPO-4LC) |  | am3-opc-c5r607-acc-2 | c5r607 | 40 | Eth2/4/4 | z607 u1 p20 | r411 u42 p20 | am3-opc-c5r411-agg-4 | c5r411 | 16 | Eth1/24 | QSFP-SR4/SFP-10G-SR

## c5r510 IaaS Compute
|  |  |  | Server Interface | Media / Cable Type | Cable OR Optic Type | VLAN #'s | Switch Interface | Quad SFP points to server or switch? | Server Interface | Media / Cable Type | Cable OR Optic Type | VLAN #'s | Switch Interface | Quad SFP points to server or switch? | Server Interface | Media / Cable Type | Cable OR Optic Type | VLAN #'s | Switch Interface | Quad SFP points to server or switch? | ITAS Entry | ILOM User Required | OS RAID CONFIG | Data RAID Config | eth0/eth3 and /eth1/eth4 cabling | Switch Port Tags | Server Type | Server OS Version | Server OVS Version | OVS Agent | Server Kernel Version | Server Kernel RPMs | Server TZ | PowerBroker Installed on Server | EM Installed and Discovered on Server | Server routes required | Standard Bridge Creation | Mounts Required on Server | Number and capacity of domUs required | domU OS Version | domU OVS Version | domU Kernel Version | domU Kernel RPMs | domU TZ | PowerBroker Installed on domU | EM Installed and Discovered on domU | Server routes required domu | Mounts Required on domUs
z510
RU | F/R | Overhead Patch Panels
U4
U3
U2
U1 | R | 24p LC Fibre - r411 u47 | 8p Copper - r411 u47
C5R510 - IaaS - Compute X6-2 HP
Serial #AK0???
RU | F/R | DEVICE | HOSTNAME
42 | R | Cisco 9372TX-E | am3-opc-c5r510-acc-1
41 | F | Blank Filler Panel
40 | R | Cisco 9372TX-E | am3-opc-c5r510-acc-2
39 | F | Sun X6-2HP IAAS Standard | nlclc5r510ru39-ilom | Net1 | Copper | cat6 | 619 | am3-opc-c5r510-acc-1 e1/36 |  | Net2 | Copper | cat6 | 619 | am3-opc-c5r510-acc-2 e1/36 |  | Net Mgt | Copper | cat6 | 20 | am3-oob-c5r411-agg-1-101d e101/1/36
38 | F | Sun X6-2HP IAAS Standard | nlclc5r510ru38-ilom | Net1 | Copper | cat6 | 619 | am3-opc-c5r510-acc-1 e1/35 |  | Net2 | Copper | cat6 | 619 | am3-opc-c5r510-acc-2 e1/35 |  | Net Mgt | Copper | cat6 | 20 | am3-oob-c5r411-agg-1-101d e101/1/35
37 | F | Sun X6-2HP IAAS Standard | nlclc5r510ru37-ilom | Net1 | Copper | cat6 | 619 | am3-opc-c5r510-acc-1 e1/34 |  | Net2 | Copper | cat6 | 619 | am3-opc-c5r510-acc-2 e1/34 |  | Net Mgt | Copper | cat6 | 20 | am3-oob-c5r411-agg-1-101d e101/1/34
36 | F | Sun X6-2HP IAAS Standard | nlclc5r510ru36-ilom | Net1 | Copper | cat6 | 619 | am3-opc-c5r510-acc-1 e1/33 |  | Net2 | Copper | cat6 | 619 | am3-opc-c5r510-acc-2 e1/33 |  | Net Mgt | Copper | cat6 | 20 | am3-oob-c5r411-agg-1-101d e101/1/33
35 | F | Sun X6-2HP IAAS Standard | nlclc5r510ru35-ilom | Net1 | Copper | cat6 | 619 | am3-opc-c5r510-acc-1 e1/32 |  | Net2 | Copper | cat6 | 619 | am3-opc-c5r510-acc-2 e1/32 |  | Net Mgt | Copper | cat6 | 20 | am3-oob-c5r411-agg-1-101d e101/1/32
34 | F | Sun X6-2HP IAAS Standard | nlclc5r510ru34-ilom | Net1 | Copper | cat6 | 619 | am3-opc-c5r510-acc-1 e1/31 |  | Net2 | Copper | cat6 | 619 | am3-opc-c5r510-acc-2 e1/31 |  | Net Mgt | Copper | cat6 | 20 | am3-oob-c5r411-agg-1-101d e101/1/31
33 | F | Sun X6-2HP IAAS Standard | nlclc5r510ru33-ilom | Net1 | Copper | cat6 | 619 | am3-opc-c5r510-acc-1 e1/30 |  | Net2 | Copper | cat6 | 619 | am3-opc-c5r510-acc-2 e1/30 |  | Net Mgt | Copper | cat6 | 20 | am3-oob-c5r411-agg-1-101d e101/1/30
32 | F | Sun X6-2HP IAAS Standard | nlclc5r510ru32-ilom | Net1 | Copper | cat6 | 619 | am3-opc-c5r510-acc-1 e1/29 |  | Net2 | Copper | cat6 | 619 | am3-opc-c5r510-acc-2 e1/29 |  | Net Mgt | Copper | cat6 | 20 | am3-oob-c5r411-agg-1-101d e101/1/29
31 | F | Sun X6-2HP IAAS Standard | nlclc5r510ru31-ilom | Net1 | Copper | cat6 | 619 | am3-opc-c5r510-acc-1 e1/28 |  | Net2 | Copper | cat6 | 619 | am3-opc-c5r510-acc-2 e1/28 |  | Net Mgt | Copper | cat6 | 20 | am3-oob-c5r411-agg-1-101d e101/1/28
30 | F | Sun X6-2HP IAAS Standard | nlclc5r510ru30-ilom | Net1 | Copper | cat6 | 619 | am3-opc-c5r510-acc-1 e1/27 |  | Net2 | Copper | cat6 | 619 | am3-opc-c5r510-acc-2 e1/27 |  | Net Mgt | Copper | cat6 | 20 | am3-oob-c5r411-agg-1-101d e101/1/27
29 | F | Sun X6-2HP IAAS Standard | nlclc5r510ru29-ilom | Net1 | Copper | cat6 | 619 | am3-opc-c5r510-acc-1 e1/26 |  | Net2 | Copper | cat6 | 619 | am3-opc-c5r510-acc-2 e1/26 |  | Net Mgt | Copper | cat6 | 20 | am3-oob-c5r411-agg-1-101d e101/1/26
28 | F | Sun X6-2HP IAAS Standard | nlclc5r510ru28-ilom | Net1 | Copper | cat6 | 619 | am3-opc-c5r510-acc-1 e1/25 |  | Net2 | Copper | cat6 | 619 | am3-opc-c5r510-acc-2 e1/25 |  | Net Mgt | Copper | cat6 | 20 | am3-oob-c5r411-agg-1-101d e101/1/25
27 | F | Sun X6-2HP IAAS Standard | nlclc5r510ru27-ilom | Net1 | Copper | cat6 | 619 | am3-opc-c5r510-acc-1 e1/24 |  | Net2 | Copper | cat6 | 619 | am3-opc-c5r510-acc-2 e1/24 |  | Net Mgt | Copper | cat6 | 20 | am3-oob-c5r411-agg-1-101d e101/1/24
26 | F | Sun X6-2HP IAAS Standard | nlclc5r510ru26-ilom | Net1 | Copper | cat6 | 619 | am3-opc-c5r510-acc-1 e1/23 |  | Net2 | Copper | cat6 | 619 | am3-opc-c5r510-acc-2 e1/23 |  | Net Mgt | Copper | cat6 | 20 | am3-oob-c5r411-agg-1-101d e101/1/23
25 | F | Sun X6-2HP IAAS Standard | nlclc5r510ru25-ilom | Net1 | Copper | cat6 | 619 | am3-opc-c5r510-acc-1 e1/22 |  | Net2 | Copper | cat6 | 619 | am3-opc-c5r510-acc-2 e1/22 |  | Net Mgt | Copper | cat6 | 20 | am3-oob-c5r411-agg-1-101d e101/1/22
24 | F | Sun X6-2HP IAAS Standard | nlclc5r510ru24-ilom | Net1 | Copper | cat6 | 619 | am3-opc-c5r510-acc-1 e1/21 |  | Net2 | Copper | cat6 | 619 | am3-opc-c5r510-acc-2 e1/21 |  | Net Mgt | Copper | cat6 | 20 | am3-oob-c5r411-agg-1-101d e101/1/21
23 | F | Sun X6-2HP IAAS Standard | nlclc5r510ru23-ilom | Net1 | Copper | cat6 | 619 | am3-opc-c5r510-acc-1 e1/20 |  | Net2 | Copper | cat6 | 619 | am3-opc-c5r510-acc-2 e1/20 |  | Net Mgt | Copper | cat6 | 20 | am3-oob-c5r411-agg-1-101d e101/1/20
22 | F | Sun X6-2HP IAAS Standard | nlclc5r510ru22-ilom | Net1 | Copper | cat6 | 619 | am3-opc-c5r510-acc-1 e1/19 |  | Net2 | Copper | cat6 | 619 | am3-opc-c5r510-acc-2 e1/19 |  | Net Mgt | Copper | cat6 | 20 | am3-oob-c5r411-agg-1-101d e101/1/19
21 | R | Cisco 2248TM-E | am3-oob-c5r411-agg-1-101d
20 | F | Blank Filler Panel
19 | F | Sun X6-2HP IAAS Standard | nlclc5r510ru19-ilom | Net1 | Copper | cat6 | 619 | am3-opc-c5r510-acc-1 e1/18 |  | Net2 | Copper | cat6 | 619 | am3-opc-c5r510-acc-2 e1/18 |  | Net Mgt | Copper | cat6 | 20 | am3-oob-c5r411-agg-1-101d e101/1/18
18 | F | Sun X6-2HP IAAS Standard | nlclc5r510ru18-ilom | Net1 | Copper | cat6 | 619 | am3-opc-c5r510-acc-1 e1/17 |  | Net2 | Copper | cat6 | 619 | am3-opc-c5r510-acc-2 e1/17 |  | Net Mgt | Copper | cat6 | 20 | am3-oob-c5r411-agg-1-101d e101/1/17
17 | F | Sun X6-2HP IAAS Standard | nlclc5r510ru17-ilom | Net1 | Copper | cat6 | 619 | am3-opc-c5r510-acc-1 e1/16 |  | Net2 | Copper | cat6 | 619 | am3-opc-c5r510-acc-2 e1/16 |  | Net Mgt | Copper | cat6 | 20 | am3-oob-c5r411-agg-1-101d e101/1/16
16 | F | Sun X6-2HP IAAS Standard | nlclc5r510ru16-ilom | Net1 | Copper | cat6 | 619 | am3-opc-c5r510-acc-1 e1/15 |  | Net2 | Copper | cat6 | 619 | am3-opc-c5r510-acc-2 e1/15 |  | Net Mgt | Copper | cat6 | 20 | am3-oob-c5r411-agg-1-101d e101/1/15
15 | F | Sun X6-2HP IAAS Standard | nlclc5r510ru15-ilom | Net1 | Copper | cat6 | 619 | am3-opc-c5r510-acc-1 e1/14 |  | Net2 | Copper | cat6 | 619 | am3-opc-c5r510-acc-2 e1/14 |  | Net Mgt | Copper | cat6 | 20 | am3-oob-c5r411-agg-1-101d e101/1/14
14 | F | Sun X6-2HP IAAS Standard | nlclc5r510ru14-ilom | Net1 | Copper | cat6 | 619 | am3-opc-c5r510-acc-1 e1/13 |  | Net2 | Copper | cat6 | 619 | am3-opc-c5r510-acc-2 e1/13 |  | Net Mgt | Copper | cat6 | 20 | am3-oob-c5r411-agg-1-101d e101/1/13
13 | F | Sun X6-2HP IAAS Standard | nlclc5r510ru13-ilom | Net1 | Copper | cat6 | 619 | am3-opc-c5r510-acc-1 e1/12 |  | Net2 | Copper | cat6 | 619 | am3-opc-c5r510-acc-2 e1/12 |  | Net Mgt | Copper | cat6 | 20 | am3-oob-c5r411-agg-1-101d e101/1/12
12 | F | Sun X6-2HP IAAS Standard | nlclc5r510ru12-ilom | Net1 | Copper | cat6 | 619 | am3-opc-c5r510-acc-1 e1/11 |  | Net2 | Copper | cat6 | 619 | am3-opc-c5r510-acc-2 e1/11 |  | Net Mgt | Copper | cat6 | 20 | am3-oob-c5r411-agg-1-101d e101/1/11
11 | F | Sun X6-2HP IAAS Standard | nlclc5r510ru11-ilom | Net1 | Copper | cat6 | 619 | am3-opc-c5r510-acc-1 e1/10 |  | Net2 | Copper | cat6 | 619 | am3-opc-c5r510-acc-2 e1/10 |  | Net Mgt | Copper | cat6 | 20 | am3-oob-c5r411-agg-1-101d e101/1/10
10 | F | Sun X6-2HP IAAS Standard | nlclc5r510ru10-ilom | Net1 | Copper | cat6 | 619 | am3-opc-c5r510-acc-1 e1/9 |  | Net2 | Copper | cat6 | 619 | am3-opc-c5r510-acc-2 e1/9 |  | Net Mgt | Copper | cat6 | 20 | am3-oob-c5r411-agg-1-101d e101/1/9
9 | F | Sun X6-2HP IAAS Standard | nlclc5r510ru09-ilom | Net1 | Copper | cat6 | 619 | am3-opc-c5r510-acc-1 e1/8 |  | Net2 | Copper | cat6 | 619 | am3-opc-c5r510-acc-2 e1/8 |  | Net Mgt | Copper | cat6 | 20 | am3-oob-c5r411-agg-1-101d e101/1/8
8 | F | Sun X6-2HP IAAS Standard | nlclc5r510ru08-ilom | Net1 | Copper | cat6 | 619 | am3-opc-c5r510-acc-1 e1/7 |  | Net2 | Copper | cat6 | 619 | am3-opc-c5r510-acc-2 e1/7 |  | Net Mgt | Copper | cat6 | 20 | am3-oob-c5r411-agg-1-101d e101/1/7
7 | F | Sun X6-2HP IAAS Standard | nlclc5r510ru07-ilom | Net1 | Copper | cat6 | 619 | am3-opc-c5r510-acc-1 e1/6 |  | Net2 | Copper | cat6 | 619 | am3-opc-c5r510-acc-2 e1/6 |  | Net Mgt | Copper | cat6 | 20 | am3-oob-c5r411-agg-1-101d e101/1/6
6 | F | Sun X6-2HP IAAS Standard | nlclc5r510ru06-ilom | Net1 | Copper | cat6 | 619 | am3-opc-c5r510-acc-1 e1/5 |  | Net2 | Copper | cat6 | 619 | am3-opc-c5r510-acc-2 e1/5 |  | Net Mgt | Copper | cat6 | 20 | am3-oob-c5r411-agg-1-101d e101/1/5
5 | F | Sun X6-2HP IAAS Standard | nlclc5r510ru05-ilom | Net1 | Copper | cat6 | 619 | am3-opc-c5r510-acc-1 e1/4 |  | Net2 | Copper | cat6 | 619 | am3-opc-c5r510-acc-2 e1/4 |  | Net Mgt | Copper | cat6 | 20 | am3-oob-c5r411-agg-1-101d e101/1/4
4 | F | Sun X6-2HP IAAS Standard | nlclc5r510ru04-ilom | Net1 | Copper | cat6 | 619 | am3-opc-c5r510-acc-1 e1/3 |  | Net2 | Copper | cat6 | 619 | am3-opc-c5r510-acc-2 e1/3 |  | Net Mgt | Copper | cat6 | 20 | am3-oob-c5r411-agg-1-101d e101/1/3
3 | F | Sun X6-2HP IAAS Standard | nlclc5r510ru03-ilom | Net1 | Copper | cat6 | 619 | am3-opc-c5r510-acc-1 e1/2 |  | Net2 | Copper | cat6 | 619 | am3-opc-c5r510-acc-2 e1/2 |  | Net Mgt | Copper | cat6 | 20 | am3-oob-c5r411-agg-1-101d e101/1/2
2 | F | Sun X6-2HP IAAS Standard | nlclc5r510ru02-ilom | Net1 | Copper | cat6 | 619 | am3-opc-c5r510-acc-1 e1/1 |  | Net2 | Copper | cat6 | 619 | am3-opc-c5r510-acc-2 e1/1 |  | Net Mgt | Copper | cat6 | 20 | am3-oob-c5r411-agg-1-101d e101/1/1
1 | F | Blank Filler Panel
0b | R | PDU AP6441A 32Amp 3-Phase | nlclc5r510pdu02 | Net Mgt | Copper | cat6 | 20 | am3-oob-c5r411-agg-1-101d e101/1/48
0a | R | PDU AP6441A 32Amp 3-Phase | nlclc5r510pdu01 | Net Mgt | Copper | cat6 | 20 | am3-oob-c5r411-agg-1-101d e101/1/47
VLAN INFO
[5 empty] | INTERFACE CATAGORY | VLAN | SECURITY VRF | FW ZONE | Subnet Details | Notes
[5 empty] | GUEST CTL | 619 | am3-computepublic-paas-v619-1 | COMPUTE-PUBLIC | 10.24.50.0/26 | em3-z23 Guest Control Plane
[5 empty] | GUEST VM NETWORK | 619 | am3-computepublic-paas-v619-1 | COMPUTE-PUBLIC | 10.106.32.0/19 | em3-z23 Guest VM Network
[9 empty] | 140.86.64.0/20 | Nimbula Public NAT for em3-z23, z24
[5 empty] | ILOM | 20 |  | DRAC | 10.24.8.0/21 | in oob

## c5r511 IaaS Compute
|  |  |  | Server Interface | Media / Cable Type | Cable OR Optic Type | VLAN #'s | Switch Interface | Quad SFP points to server or switch? | Server Interface | Media / Cable Type | Cable OR Optic Type | VLAN #'s | Switch Interface | Quad SFP points to server or switch? | Server Interface | Media / Cable Type | Cable OR Optic Type | VLAN #'s | Switch Interface | Quad SFP points to server or switch? | ITAS Entry | ILOM User Required | OS RAID CONFIG | Data RAID Config | eth0/eth3 and /eth1/eth4 cabling | Switch Port Tags | Server Type | Server OS Version | Server OVS Version | OVS Agent | Server Kernel Version | Server Kernel RPMs | Server TZ | PowerBroker Installed on Server | EM Installed and Discovered on Server | Server routes required | Standard Bridge Creation | Mounts Required on Server | Number and capacity of domUs required | domU OS Version | domU OVS Version | domU Kernel Version | domU Kernel RPMs | domU TZ | PowerBroker Installed on domU | EM Installed and Discovered on domU | Server routes required domu | Mounts Required on domUs
z511
RU | F/R | Overhead Patch Panels
U4
U3
U2
U1 | R | 24p LC Fibre - r411 u48 | 8p Copper - r411 u48
C5R511 - IaaS - Compute X6-2 HP
Serial AK0??
RU | F/R | DEVICE | HOSTNAME
42 | R | Cisco 9372TX-E | am3-opc-c5r511-acc-1
41 | F | Blank Filler Panel
40 | R | Cisco 9372TX-E | am3-opc-c5r511-acc-2
39 | F | Sun X6-2HP IAAS Standard | nlclc5r511ru39-ilom | Net1 | Copper | cat6 | 619 | am3-opc-c5r511-acc-1 e1/36 |  | Net2 | Copper | cat6 | 619 | am3-opc-c5r511-acc-2 e1/36 |  | Net Mgt | Copper | cat6 | 20 | am3-oob-c5r411-agg-1-102d e102/1/36
38 | F | Sun X6-2HP IAAS Standard | nlclc5r511ru38-ilom | Net1 | Copper | cat6 | 619 | am3-opc-c5r511-acc-1 e1/35 |  | Net2 | Copper | cat6 | 619 | am3-opc-c5r511-acc-2 e1/35 |  | Net Mgt | Copper | cat6 | 20 | am3-oob-c5r411-agg-1-102d e102/1/35
37 | F | Sun X6-2HP IAAS Standard | nlclc5r511ru37-ilom | Net1 | Copper | cat6 | 619 | am3-opc-c5r511-acc-1 e1/34 |  | Net2 | Copper | cat6 | 619 | am3-opc-c5r511-acc-2 e1/34 |  | Net Mgt | Copper | cat6 | 20 | am3-oob-c5r411-agg-1-102d e102/1/34
36 | F | Sun X6-2HP IAAS Standard | nlclc5r511ru36-ilom | Net1 | Copper | cat6 | 619 | am3-opc-c5r511-acc-1 e1/33 |  | Net2 | Copper | cat6 | 619 | am3-opc-c5r511-acc-2 e1/33 |  | Net Mgt | Copper | cat6 | 20 | am3-oob-c5r411-agg-1-102d e102/1/33
35 | F | Sun X6-2HP IAAS Standard | nlclc5r511ru35-ilom | Net1 | Copper | cat6 | 619 | am3-opc-c5r511-acc-1 e1/32 |  | Net2 | Copper | cat6 | 619 | am3-opc-c5r511-acc-2 e1/32 |  | Net Mgt | Copper | cat6 | 20 | am3-oob-c5r411-agg-1-102d e102/1/32
34 | F | Sun X6-2HP IAAS Standard | nlclc5r511ru34-ilom | Net1 | Copper | cat6 | 619 | am3-opc-c5r511-acc-1 e1/31 |  | Net2 | Copper | cat6 | 619 | am3-opc-c5r511-acc-2 e1/31 |  | Net Mgt | Copper | cat6 | 20 | am3-oob-c5r411-agg-1-102d e102/1/31
33 | F | Sun X6-2HP IAAS Standard | nlclc5r511ru33-ilom | Net1 | Copper | cat6 | 619 | am3-opc-c5r511-acc-1 e1/30 |  | Net2 | Copper | cat6 | 619 | am3-opc-c5r511-acc-2 e1/30 |  | Net Mgt | Copper | cat6 | 20 | am3-oob-c5r411-agg-1-102d e102/1/30
32 | F | Sun X6-2HP IAAS Standard | nlclc5r511ru32-ilom | Net1 | Copper | cat6 | 619 | am3-opc-c5r511-acc-1 e1/29 |  | Net2 | Copper | cat6 | 619 | am3-opc-c5r511-acc-2 e1/29 |  | Net Mgt | Copper | cat6 | 20 | am3-oob-c5r411-agg-1-102d e102/1/29
31 | F | Sun X6-2HP IAAS Standard | nlclc5r511ru31-ilom | Net1 | Copper | cat6 | 619 | am3-opc-c5r511-acc-1 e1/28 |  | Net2 | Copper | cat6 | 619 | am3-opc-c5r511-acc-2 e1/28 |  | Net Mgt | Copper | cat6 | 20 | am3-oob-c5r411-agg-1-102d e102/1/28
30 | F | Sun X6-2HP IAAS Standard | nlclc5r511ru30-ilom | Net1 | Copper | cat6 | 619 | am3-opc-c5r511-acc-1 e1/27 |  | Net2 | Copper | cat6 | 619 | am3-opc-c5r511-acc-2 e1/27 |  | Net Mgt | Copper | cat6 | 20 | am3-oob-c5r411-agg-1-102d e102/1/27
29 | F | Sun X6-2HP IAAS Standard | nlclc5r511ru29-ilom | Net1 | Copper | cat6 | 619 | am3-opc-c5r511-acc-1 e1/26 |  | Net2 | Copper | cat6 | 619 | am3-opc-c5r511-acc-2 e1/26 |  | Net Mgt | Copper | cat6 | 20 | am3-oob-c5r411-agg-1-102d e102/1/26
28 | F | Sun X6-2HP IAAS Standard | nlclc5r511ru28-ilom | Net1 | Copper | cat6 | 619 | am3-opc-c5r511-acc-1 e1/25 |  | Net2 | Copper | cat6 | 619 | am3-opc-c5r511-acc-2 e1/25 |  | Net Mgt | Copper | cat6 | 20 | am3-oob-c5r411-agg-1-102d e102/1/25
27 | F | Sun X6-2HP IAAS Standard | nlclc5r511ru27-ilom | Net1 | Copper | cat6 | 619 | am3-opc-c5r511-acc-1 e1/24 |  | Net2 | Copper | cat6 | 619 | am3-opc-c5r511-acc-2 e1/24 |  | Net Mgt | Copper | cat6 | 20 | am3-oob-c5r411-agg-1-102d e102/1/24
26 | F | Sun X6-2HP IAAS Standard | nlclc5r511ru26-ilom | Net1 | Copper | cat6 | 619 | am3-opc-c5r511-acc-1 e1/23 |  | Net2 | Copper | cat6 | 619 | am3-opc-c5r511-acc-2 e1/23 |  | Net Mgt | Copper | cat6 | 20 | am3-oob-c5r411-agg-1-102d e102/1/23
25 | F | Sun X6-2HP IAAS Standard | nlclc5r511ru25-ilom | Net1 | Copper | cat6 | 619 | am3-opc-c5r511-acc-1 e1/22 |  | Net2 | Copper | cat6 | 619 | am3-opc-c5r511-acc-2 e1/22 |  | Net Mgt | Copper | cat6 | 20 | am3-oob-c5r411-agg-1-102d e102/1/22
24 | F | Sun X6-2HP IAAS Standard | nlclc5r511ru24-ilom | Net1 | Copper | cat6 | 619 | am3-opc-c5r511-acc-1 e1/21 |  | Net2 | Copper | cat6 | 619 | am3-opc-c5r511-acc-2 e1/21 |  | Net Mgt | Copper | cat6 | 20 | am3-oob-c5r411-agg-1-102d e102/1/21
23 | F | Sun X6-2HP IAAS Standard | nlclc5r511ru23-ilom | Net1 | Copper | cat6 | 619 | am3-opc-c5r511-acc-1 e1/20 |  | Net2 | Copper | cat6 | 619 | am3-opc-c5r511-acc-2 e1/20 |  | Net Mgt | Copper | cat6 | 20 | am3-oob-c5r411-agg-1-102d e102/1/20
22 | F | Sun X6-2HP IAAS Standard | nlclc5r511ru22-ilom | Net1 | Copper | cat6 | 619 | am3-opc-c5r511-acc-1 e1/19 |  | Net2 | Copper | cat6 | 619 | am3-opc-c5r511-acc-2 e1/19 |  | Net Mgt | Copper | cat6 | 20 | am3-oob-c5r411-agg-1-102d e102/1/19
21 | R | Cisco 2248TM-E | am3-oob-c5r411-agg-1-102d
20 | F | Blank Filler Panel
19 | F | Sun X6-2HP IAAS Standard | nlclc5r511ru19-ilom | Net1 | Copper | cat6 | 619 | am3-opc-c5r511-acc-1 e1/18 |  | Net2 | Copper | cat6 | 619 | am3-opc-c5r511-acc-2 e1/18 |  | Net Mgt | Copper | cat6 | 20 | am3-oob-c5r411-agg-1-102d e102/1/18
18 | F | Sun X6-2HP IAAS Standard | nlclc5r511ru18-ilom | Net1 | Copper | cat6 | 619 | am3-opc-c5r511-acc-1 e1/17 |  | Net2 | Copper | cat6 | 619 | am3-opc-c5r511-acc-2 e1/17 |  | Net Mgt | Copper | cat6 | 20 | am3-oob-c5r411-agg-1-102d e102/1/17
17 | F | Sun X6-2HP IAAS Standard | nlclc5r511ru17-ilom | Net1 | Copper | cat6 | 619 | am3-opc-c5r511-acc-1 e1/16 |  | Net2 | Copper | cat6 | 619 | am3-opc-c5r511-acc-2 e1/16 |  | Net Mgt | Copper | cat6 | 20 | am3-oob-c5r411-agg-1-102d e102/1/16
16 | F | Sun X6-2HP IAAS Standard | nlclc5r511ru16-ilom | Net1 | Copper | cat6 | 619 | am3-opc-c5r511-acc-1 e1/15 |  | Net2 | Copper | cat6 | 619 | am3-opc-c5r511-acc-2 e1/15 |  | Net Mgt | Copper | cat6 | 20 | am3-oob-c5r411-agg-1-102d e102/1/15
15 | F | Sun X6-2HP IAAS Standard | nlclc5r511ru15-ilom | Net1 | Copper | cat6 | 619 | am3-opc-c5r511-acc-1 e1/14 |  | Net2 | Copper | cat6 | 619 | am3-opc-c5r511-acc-2 e1/14 |  | Net Mgt | Copper | cat6 | 20 | am3-oob-c5r411-agg-1-102d e102/1/14
14 | F | Sun X6-2HP IAAS Standard | nlclc5r511ru14-ilom | Net1 | Copper | cat6 | 619 | am3-opc-c5r511-acc-1 e1/13 |  | Net2 | Copper | cat6 | 619 | am3-opc-c5r511-acc-2 e1/13 |  | Net Mgt | Copper | cat6 | 20 | am3-oob-c5r411-agg-1-102d e102/1/13
13 | F | Sun X6-2HP IAAS Standard | nlclc5r511ru13-ilom | Net1 | Copper | cat6 | 619 | am3-opc-c5r511-acc-1 e1/12 |  | Net2 | Copper | cat6 | 619 | am3-opc-c5r511-acc-2 e1/12 |  | Net Mgt | Copper | cat6 | 20 | am3-oob-c5r411-agg-1-102d e102/1/12
12 | F | Sun X6-2HP IAAS Standard | nlclc5r511ru12-ilom | Net1 | Copper | cat6 | 619 | am3-opc-c5r511-acc-1 e1/11 |  | Net2 | Copper | cat6 | 619 | am3-opc-c5r511-acc-2 e1/11 |  | Net Mgt | Copper | cat6 | 20 | am3-oob-c5r411-agg-1-102d e102/1/11
11 | F | Sun X6-2HP IAAS Standard | nlclc5r511ru11-ilom | Net1 | Copper | cat6 | 619 | am3-opc-c5r511-acc-1 e1/10 |  | Net2 | Copper | cat6 | 619 | am3-opc-c5r511-acc-2 e1/10 |  | Net Mgt | Copper | cat6 | 20 | am3-oob-c5r411-agg-1-102d e102/1/10
10 | F | Sun X6-2HP IAAS Standard | nlclc5r511ru10-ilom | Net1 | Copper | cat6 | 619 | am3-opc-c5r511-acc-1 e1/9 |  | Net2 | Copper | cat6 | 619 | am3-opc-c5r511-acc-2 e1/9 |  | Net Mgt | Copper | cat6 | 20 | am3-oob-c5r411-agg-1-102d e102/1/9
9 | F | Sun X6-2HP IAAS Standard | nlclc5r511ru09-ilom | Net1 | Copper | cat6 | 619 | am3-opc-c5r511-acc-1 e1/8 |  | Net2 | Copper | cat6 | 619 | am3-opc-c5r511-acc-2 e1/8 |  | Net Mgt | Copper | cat6 | 20 | am3-oob-c5r411-agg-1-102d e102/1/8
8 | F | Sun X6-2HP IAAS Standard | nlclc5r511ru08-ilom | Net1 | Copper | cat6 | 619 | am3-opc-c5r511-acc-1 e1/7 |  | Net2 | Copper | cat6 | 619 | am3-opc-c5r511-acc-2 e1/7 |  | Net Mgt | Copper | cat6 | 20 | am3-oob-c5r411-agg-1-102d e102/1/7
7 | F | Sun X6-2HP IAAS Standard | nlclc5r511ru07-ilom | Net1 | Copper | cat6 | 619 | am3-opc-c5r511-acc-1 e1/6 |  | Net2 | Copper | cat6 | 619 | am3-opc-c5r511-acc-2 e1/6 |  | Net Mgt | Copper | cat6 | 20 | am3-oob-c5r411-agg-1-102d e102/1/6
6 | F | Sun X6-2HP IAAS Standard | nlclc5r511ru06-ilom | Net1 | Copper | cat6 | 619 | am3-opc-c5r511-acc-1 e1/5 |  | Net2 | Copper | cat6 | 619 | am3-opc-c5r511-acc-2 e1/5 |  | Net Mgt | Copper | cat6 | 20 | am3-oob-c5r411-agg-1-102d e102/1/5
5 | F | Sun X6-2HP IAAS Standard | nlclc5r511ru05-ilom | Net1 | Copper | cat6 | 619 | am3-opc-c5r511-acc-1 e1/4 |  | Net2 | Copper | cat6 | 619 | am3-opc-c5r511-acc-2 e1/4 |  | Net Mgt | Copper | cat6 | 20 | am3-oob-c5r411-agg-1-102d e102/1/4
4 | F | Sun X6-2HP IAAS Standard | nlclc5r511ru04-ilom | Net1 | Copper | cat6 | 619 | am3-opc-c5r511-acc-1 e1/3 |  | Net2 | Copper | cat6 | 619 | am3-opc-c5r511-acc-2 e1/3 |  | Net Mgt | Copper | cat6 | 20 | am3-oob-c5r411-agg-1-102d e102/1/3
3 | F | Sun X6-2HP IAAS Standard | nlclc5r511ru03-ilom | Net1 | Copper | cat6 | 619 | am3-opc-c5r511-acc-1 e1/2 |  | Net2 | Copper | cat6 | 619 | am3-opc-c5r511-acc-2 e1/2 |  | Net Mgt | Copper | cat6 | 20 | am3-oob-c5r411-agg-1-102d e102/1/2
2 | F | Sun X6-2HP IAAS Standard | nlclc5r511ru02-ilom | Net1 | Copper | cat6 | 619 | am3-opc-c5r511-acc-1 e1/1 |  | Net2 | Copper | cat6 | 619 | am3-opc-c5r511-acc-2 e1/1 |  | Net Mgt | Copper | cat6 | 20 | am3-oob-c5r411-agg-1-102d e102/1/1
1 | F | Blank Filler Panel
0b | R | PDU AP6441A 32Amp 3-Phase | nlclc5r511pdu02 | Net Mgt | Copper | cat6 | 20 | am3-oob-c5r411-agg-1-102d e102/1/48
0a | R | PDU AP6441A 32Amp 3-Phase | nlclc5r511pdu01 | Net Mgt | Copper | cat6 | 20 | am3-oob-c5r411-agg-1-102d e102/1/47
VLAN INFO
|  |  |  | INTERFACE CATAGORY | VLAN | SECURITY VRF | FW ZONE | Subnet Details | Notes
|  |  |  | GUEST CTL | 619 | am3-computepublic-paas-v619-1 | COMPUTE-PUBLIC | 10.24.50.64/26 | em3-z23 Guest Control Plane
|  |  |  | GUEST VM NETWORK | 619 | am3-computepublic-paas-v619-1 | COMPUTE-PUBLIC | 10.106.64.0/19 | em3-z23 Guest VM Network
[8 empty] | 140.86.64.0/20 | Nimbula Public NAT for em3-z23, z24
|  |  |  | ILOM | 20 |  | DRAC | 10.24.8.0/21 | in oob

## c5r601 PaaS Compute
|  |  |  | Server Interface | Media / Cable Type | Cable OR Optic Type | VLAN #'s | Switch Interface | Quad SFP points to server or switch? | Server Interface | Media / Cable Type | Cable OR Optic Type | VLAN #'s | Switch Interface | Quad SFP points to server or switch? | Server Interface | Media / Cable Type | Cable OR Optic Type | VLAN #'s | Switch Interface | Quad SFP points to server or switch? | ITAS Entry | ILOM User Required | OS RAID CONFIG | Data RAID Config | eth0/eth3 and /eth1/eth4 cabling | Switch Port Tags | Server Type | Server OS Version | Server OVS Version | OVS Agent | Server Kernel Version | Server Kernel RPMs | Server TZ | PowerBroker Installed on Server | EM Installed and Discovered on Server | Server routes required | Standard Bridge Creation | Mounts Required on Server | Number and capacity of domUs required | domU OS Version | domU OVS Version | domU Kernel Version | domU Kernel RPMs | domU TZ | PowerBroker Installed on domU | EM Installed and Discovered on domU | Server routes required domu | Mounts Required on domUs
z601
RU | F/R | Overhead Patch Panels
U4
U3
U2
U1 | R | 24p LC Fibre - r411 u36 | 8p Copper - r411 u36
C5R601 - PaaS - Compute
Serial #AK0??
RU | F/R | DEVICE | HOSTNAME
42 | R | Cisco 9372TX | am3-opc-c5r601-acc-1
41 | F | Blank Filler Panel
40 | R | Cisco 9372TX | am3-opc-c5r601-acc-2
39 | F | Sun X6-2 PAAS Standard | nlclc5r601ru39-ilom | Net1 | Copper | cat6 | 618,1618 | am3-opc-c5r601-acc-1 e1/36 |  | Net2 | Copper | cat6 | 618,1618 | am3-opc-c5r601-acc-2 e1/36 |  | Net Mgt | Copper | cat6 | 20 | am3-oob-c5r411-agg-1-103d e103/1/36
38 | F | Sun X6-2 PAAS Standard | nlclc5r601ru38-ilom | Net1 | Copper | cat6 | 618,1618 | am3-opc-c5r601-acc-1 e1/35 |  | Net2 | Copper | cat6 | 618,1618 | am3-opc-c5r601-acc-2 e1/35 |  | Net Mgt | Copper | cat6 | 20 | am3-oob-c5r411-agg-1-103d e103/1/35
37 | F | Sun X6-2 PAAS Standard | nlclc5r601ru37-ilom | Net1 | Copper | cat6 | 618 | am3-opc-c5r601-acc-1 e1/34 |  | Net2 | Copper | cat6 | 618 | am3-opc-c5r601-acc-2 e1/34 |  | Net Mgt | Copper | cat6 | 20 | am3-oob-c5r411-agg-1-103d e103/1/34
36 | F | Sun X6-2 PAAS Standard | nlclc5r601ru36-ilom | Net1 | Copper | cat6 | 618 | am3-opc-c5r601-acc-1 e1/33 |  | Net2 | Copper | cat6 | 618 | am3-opc-c5r601-acc-2 e1/33 |  | Net Mgt | Copper | cat6 | 20 | am3-oob-c5r411-agg-1-103d e103/1/33
35 | F | Sun X6-2 PAAS Standard | nlclc5r601ru35-ilom | Net1 | Copper | cat6 | 618 | am3-opc-c5r601-acc-1 e1/32 |  | Net2 | Copper | cat6 | 618 | am3-opc-c5r601-acc-2 e1/32 |  | Net Mgt | Copper | cat6 | 20 | am3-oob-c5r411-agg-1-103d e103/1/32
34 | F | Sun X6-2 PAAS Standard | nlclc5r601ru34-ilom | Net1 | Copper | cat6 | 618 | am3-opc-c5r601-acc-1 e1/31 |  | Net2 | Copper | cat6 | 618 | am3-opc-c5r601-acc-2 e1/31 |  | Net Mgt | Copper | cat6 | 20 | am3-oob-c5r411-agg-1-103d e103/1/31
33 | F | Sun X6-2 PAAS Standard | nlclc5r601ru33-ilom | Net1 | Copper | cat6 | 618 | am3-opc-c5r601-acc-1 e1/30 |  | Net2 | Copper | cat6 | 618 | am3-opc-c5r601-acc-2 e1/30 |  | Net Mgt | Copper | cat6 | 20 | am3-oob-c5r411-agg-1-103d e103/1/30
32 | F | Sun X6-2 PAAS Standard | nlclc5r601ru32-ilom | Net1 | Copper | cat6 | 618 | am3-opc-c5r601-acc-1 e1/29 |  | Net2 | Copper | cat6 | 618 | am3-opc-c5r601-acc-2 e1/29 |  | Net Mgt | Copper | cat6 | 20 | am3-oob-c5r411-agg-1-103d e103/1/29
31 | F | Sun X6-2 PAAS Standard | nlclc5r601ru31-ilom | Net1 | Copper | cat6 | 618 | am3-opc-c5r601-acc-1 e1/28 |  | Net2 | Copper | cat6 | 618 | am3-opc-c5r601-acc-2 e1/28 |  | Net Mgt | Copper | cat6 | 20 | am3-oob-c5r411-agg-1-103d e103/1/28
30 | F | Sun X6-2 PAAS Standard | nlclc5r601ru30-ilom | Net1 | Copper | cat6 | 618 | am3-opc-c5r601-acc-1 e1/27 |  | Net2 | Copper | cat6 | 618 | am3-opc-c5r601-acc-2 e1/27 |  | Net Mgt | Copper | cat6 | 20 | am3-oob-c5r411-agg-1-103d e103/1/27
29 | F | Sun X6-2 PAAS Standard | nlclc5r601ru29-ilom | Net1 | Copper | cat6 | 618 | am3-opc-c5r601-acc-1 e1/26 |  | Net2 | Copper | cat6 | 618 | am3-opc-c5r601-acc-2 e1/26 |  | Net Mgt | Copper | cat6 | 20 | am3-oob-c5r411-agg-1-103d e103/1/26
28 | F | Sun X6-2 PAAS Standard | nlclc5r601ru28-ilom | Net1 | Copper | cat6 | 618 | am3-opc-c5r601-acc-1 e1/25 |  | Net2 | Copper | cat6 | 618 | am3-opc-c5r601-acc-2 e1/25 |  | Net Mgt | Copper | cat6 | 20 | am3-oob-c5r411-agg-1-103d e103/1/25
27 | F | Sun X6-2 PAAS Standard | nlclc5r601ru27-ilom | Net1 | Copper | cat6 | 618 | am3-opc-c5r601-acc-1 e1/24 |  | Net2 | Copper | cat6 | 618 | am3-opc-c5r601-acc-2 e1/24 |  | Net Mgt | Copper | cat6 | 20 | am3-oob-c5r411-agg-1-103d e103/1/24
26 | F | Sun X6-2 PAAS Standard | nlclc5r601ru26-ilom | Net1 | Copper | cat6 | 618 | am3-opc-c5r601-acc-1 e1/23 |  | Net2 | Copper | cat6 | 618 | am3-opc-c5r601-acc-2 e1/23 |  | Net Mgt | Copper | cat6 | 20 | am3-oob-c5r411-agg-1-103d e103/1/23
25 | F | Sun X6-2 PAAS Standard | nlclc5r601ru25-ilom | Net1 | Copper | cat6 | 618 | am3-opc-c5r601-acc-1 e1/22 |  | Net2 | Copper | cat6 | 618 | am3-opc-c5r601-acc-2 e1/22 |  | Net Mgt | Copper | cat6 | 20 | am3-oob-c5r411-agg-1-103d e103/1/22
24 | F | Sun X6-2 PAAS Standard | nlclc5r601ru24-ilom | Net1 | Copper | cat6 | 618 | am3-opc-c5r601-acc-1 e1/21 |  | Net2 | Copper | cat6 | 618 | am3-opc-c5r601-acc-2 e1/21 |  | Net Mgt | Copper | cat6 | 20 | am3-oob-c5r411-agg-1-103d e103/1/21
23 | F | Sun X6-2 PAAS Standard | nlclc5r601ru23-ilom | Net1 | Copper | cat6 | 601 | am3-opc-c5r601-acc-1 e1/20 |  | Net2 | Copper | cat6 | 601 | am3-opc-c5r601-acc-2 e1/20 |  | Net Mgt | Copper | cat6 | 20 | am3-oob-c5r411-agg-1-103d e103/1/20
22 | F | Sun X6-2 PAAS Standard | nlclc5r601ru22-ilom | Net1 | Copper | cat6 | 601 | am3-opc-c5r601-acc-1 e1/19 |  | Net2 | Copper | cat6 | 601 | am3-opc-c5r601-acc-2 e1/19 |  | Net Mgt | Copper | cat6 | 20 | am3-oob-c5r411-agg-1-103d e103/1/19
21 | R | Cisco 2248TM-E | am3-oob-c5r411-agg-1-103d
20 | F | Blank Filler Panel
19 | F | Sun X6-2 PAAS Standard | nlclc5r601ru19-ilom | Net1 | Copper | cat6 | 619,1619 | am3-opc-c5r601-acc-1 e1/18 |  | Net2 | Copper | cat6 | 619,1619 | am3-opc-c5r601-acc-2 e1/18 |  | Net Mgt | Copper | cat6 | 20 | am3-oob-c5r411-agg-1-103d e103/1/18
18 | F | Sun X6-2 PAAS Standard | nlclc5r601ru18-ilom | Net1 | Copper | cat6 | 619,1619 | am3-opc-c5r601-acc-1 e1/17 |  | Net2 | Copper | cat6 | 619,1619 | am3-opc-c5r601-acc-2 e1/17 |  | Net Mgt | Copper | cat6 | 20 | am3-oob-c5r411-agg-1-103d e103/1/17
17 | F | Sun X6-2 PAAS Standard | nlclc5r601ru17-ilom | Net1 | Copper | cat6 | 619 | am3-opc-c5r601-acc-1 e1/16 |  | Net2 | Copper | cat6 | 619 | am3-opc-c5r601-acc-2 e1/16 |  | Net Mgt | Copper | cat6 | 20 | am3-oob-c5r411-agg-1-103d e103/1/16
16 | F | Sun X6-2 PAAS Standard | nlclc5r601ru16-ilom | Net1 | Copper | cat6 | 619 | am3-opc-c5r601-acc-1 e1/15 |  | Net2 | Copper | cat6 | 619 | am3-opc-c5r601-acc-2 e1/15 |  | Net Mgt | Copper | cat6 | 20 | am3-oob-c5r411-agg-1-103d e103/1/15
15 | F | Sun X6-2 PAAS Standard | nlclc5r601ru15-ilom | Net1 | Copper | cat6 | 619 | am3-opc-c5r601-acc-1 e1/14 |  | Net2 | Copper | cat6 | 619 | am3-opc-c5r601-acc-2 e1/14 |  | Net Mgt | Copper | cat6 | 20 | am3-oob-c5r411-agg-1-103d e103/1/14
14 | F | Sun X6-2 PAAS Standard | nlclc5r601ru14-ilom | Net1 | Copper | cat6 | 619 | am3-opc-c5r601-acc-1 e1/13 |  | Net2 | Copper | cat6 | 619 | am3-opc-c5r601-acc-2 e1/13 |  | Net Mgt | Copper | cat6 | 20 | am3-oob-c5r411-agg-1-103d e103/1/13
13 | F | Sun X6-2 PAAS Standard | nlclc5r601ru13-ilom | Net1 | Copper | cat6 | 619 | am3-opc-c5r601-acc-1 e1/12 |  | Net2 | Copper | cat6 | 619 | am3-opc-c5r601-acc-2 e1/12 |  | Net Mgt | Copper | cat6 | 20 | am3-oob-c5r411-agg-1-103d e103/1/12
12 | F | Sun X6-2 PAAS Standard | nlclc5r601ru12-ilom | Net1 | Copper | cat6 | 619 | am3-opc-c5r601-acc-1 e1/11 |  | Net2 | Copper | cat6 | 619 | am3-opc-c5r601-acc-2 e1/11 |  | Net Mgt | Copper | cat6 | 20 | am3-oob-c5r411-agg-1-103d e103/1/11
11 | F | Sun X6-2 PAAS Standard | nlclc5r601ru11-ilom | Net1 | Copper | cat6 | 619 | am3-opc-c5r601-acc-1 e1/10 |  | Net2 | Copper | cat6 | 619 | am3-opc-c5r601-acc-2 e1/10 |  | Net Mgt | Copper | cat6 | 20 | am3-oob-c5r411-agg-1-103d e103/1/10
10 | F | Sun X6-2 PAAS Standard | nlclc5r601ru10-ilom | Net1 | Copper | cat6 | 619 | am3-opc-c5r601-acc-1 e1/9 |  | Net2 | Copper | cat6 | 619 | am3-opc-c5r601-acc-2 e1/9 |  | Net Mgt | Copper | cat6 | 20 | am3-oob-c5r411-agg-1-103d e103/1/9
9 | F | Sun X6-2 PAAS Standard | nlclc5r601ru09-ilom | Net1 | Copper | cat6 | 619 | am3-opc-c5r601-acc-1 e1/8 |  | Net2 | Copper | cat6 | 619 | am3-opc-c5r601-acc-2 e1/8 |  | Net Mgt | Copper | cat6 | 20 | am3-oob-c5r411-agg-1-103d e103/1/8
8 | F | Sun X6-2 PAAS Standard | nlclc5r601ru08-ilom | Net1 | Copper | cat6 | 619 | am3-opc-c5r601-acc-1 e1/7 |  | Net2 | Copper | cat6 | 619 | am3-opc-c5r601-acc-2 e1/7 |  | Net Mgt | Copper | cat6 | 20 | am3-oob-c5r411-agg-1-103d e103/1/7
7 | F | Sun X6-2 PAAS Standard | nlclc5r601ru07-ilom | Net1 | Copper | cat6 | 619 | am3-opc-c5r601-acc-1 e1/6 |  | Net2 | Copper | cat6 | 619 | am3-opc-c5r601-acc-2 e1/6 |  | Net Mgt | Copper | cat6 | 20 | am3-oob-c5r411-agg-1-103d e103/1/6
6 | F | Sun X6-2 PAAS Standard | nlclc5r601ru06-ilom | Net1 | Copper | cat6 | 619 | am3-opc-c5r601-acc-1 e1/5 |  | Net2 | Copper | cat6 | 619 | am3-opc-c5r601-acc-2 e1/5 |  | Net Mgt | Copper | cat6 | 20 | am3-oob-c5r411-agg-1-103d e103/1/5
5 | F | Sun X6-2 PAAS Standard | nlclc5r601ru05-ilom | Net1 | Copper | cat6 | 619 | am3-opc-c5r601-acc-1 e1/4 |  | Net2 | Copper | cat6 | 619 | am3-opc-c5r601-acc-2 e1/4 |  | Net Mgt | Copper | cat6 | 20 | am3-oob-c5r411-agg-1-103d e103/1/4
4 | F | Sun X6-2 PAAS Standard | nlclc5r601ru04-ilom | Net1 | Copper | cat6 | 619 | am3-opc-c5r601-acc-1 e1/3 |  | Net2 | Copper | cat6 | 619 | am3-opc-c5r601-acc-2 e1/3 |  | Net Mgt | Copper | cat6 | 20 | am3-oob-c5r411-agg-1-103d e103/1/3
3 | F | Sun X6-2 PAAS Standard | nlclc5r601ru03-ilom | Net1 | Copper | cat6 | 602 | am3-opc-c5r601-acc-1 e1/2 |  | Net2 | Copper | cat6 | 602 | am3-opc-c5r601-acc-2 e1/2 |  | Net Mgt | Copper | cat6 | 20 | am3-oob-c5r411-agg-1-103d e103/1/2
2 | F | Sun X6-2 PAAS Standard | nlclc5r601ru02-ilom | Net1 | Copper | cat6 | 602 | am3-opc-c5r601-acc-1 e1/1 |  | Net2 | Copper | cat6 | 602 | am3-opc-c5r601-acc-2 e1/1 |  | Net Mgt | Copper | cat6 | 20 | am3-oob-c5r411-agg-1-103d e103/1/1
1 | F | Blank Filler Panel
0b | R | PDU AP6441A 32Amp 3-Phase | nlclc5r601pdu02 | Net Mgt | Copper | cat6 | 20 | am3-oob-c5r411-agg-1-103d e103/1/48
0a | R | PDU AP6441A 32Amp 3-Phase | nlclc5r601pdu01 | Net Mgt | Copper | cat6 | 20 | am3-oob-c5r411-agg-1-103d e103/1/47
VLAN INFO
|  |  |  | INTERFACE CATAGORY | VLAN | SECURITY VRF | FW ZONE | Subnet Details | Notes
|  |  |  | ADMIN CTL | 619 | am3-computepublic-paas-v619-1 | COMPUTE-PUBLIC | 10.24.49.192/26 | em3-z24 Admin Control Plane Zone
|  |  |  | ADMIN CTL | 618 | am3-computepublic-paas-v619-1 | COMPUTE-PUBLIC | 10.24.49.128/26 | em3-z23 Admin Control Plane Zone
|  |  |  | Higgs | 601 | am3-computepublic-paas-v619-1 | COMPUTE-PUBLIC | 10.24.51.64/28
|  |  |  | Higgs | 602 | am3-computepublic-paas-v619-1 | COMPUTE-PUBLIC | 10.24.51.80/28
|  |  |  | Higgs | 601 |  |  | 140.86.62.0/23 | Higgs Public NAT for em3-z23, z24
|  |  |  | Higgs | 602 |  |  | 140.86.96.0/23 | Higgs Public NAT for em3-z23, z24
[8 empty] | 140.86.64.0/20 | Nimbula Public NAT for em3-z23, z24
|  |  |  | ILOM | 20 |  | DRAC | 10.24.8.0/21 | in oob

## c5r602 PaaS ZFS
|  |  |  | Copper / Fiber | Cable OR Optic Type | Vlans | Device | Rack | RU | Interface | Patch Panel RU Interface | Patch Panel RU Interface | Device | Rack | RU | Interface | Optics | Notes
z602
RU | F/R | Overhead Patch Panels |  | Fiber | MMF (LC-LC) | 619 | am3-opc-c5r602-zfs-1-v1 | c5r602 | 22 | pci2net0-ixgbe4 | z602 u1 p1 | c5r411 u37 p1 | am3-opc-c5r411-acc-3 | c5r411 | u22 | Eth1/1 | SFP-10G-SR
U4 |  |  |  | Fiber | MMF (LC-LC) | 619 | am3-opc-c5r602-zfs-1-v2 | c5r602 | 22 | pci2net1-ixgbe5 | z602 u1 p2 | c5r411 u37 p2 | am3-opc-c5r411-acc-3 | c5r411 | u22 | Eth1/2 | SFP-10G-SR
U3 |  |  |  | Fiber | MMF (LC-LC) | 619 | am3-opc-c5r602-zfs-1-v3 | c5r602 | 22 | pci7net0-ixgbe6 | z602 u1 p3 | c5r411 u37 p3 | am3-opc-c5r411-acc-4 | c5r411 | u24 | Eth1/2 | SFP-10G-SR
U2 |  |  |  | Fiber | MMF (LC-LC) | 619 | am3-opc-c5r602-zfs-1-v4 | c5r602 | 22 | pci7net1-ixgbe7 | z602 u1 p4 | c5r411 u37 p4 | am3-opc-c5r411-acc-4 | c5r411 | u24 | Eth1/1 | SFP-10G-SR
U1 | R | 24p LC Fibre - r411 u37 | 8p Copper - r411 u37 | Copper | Cat6 | 20 | am3-opc-c5r602-zfs-1 | c5r602 | 22 | ilom | z602 u1 p25 | c5r411 u37 p25 | am3-oob-c5r411-agg-1-100d | c5r411 | u4 | e100/1/23
|  |  |  | Copper | Cat6 | 633 | am3-opc-c5r602-zfs-1 | c5r602 | 22 | Net0 | z602 u1 p26 | c5r411 u37 p26 | am3-opc-c5r411-acc-3 | c5r411 | u22 | Eth1/3 | GLC-T
|  |  |  | Copper | Cat6 | 633 | am3-opc-c5r602-zfs-1 | c5r602 | 22 | Net1 | z602 u1 p27 | c5r411 u37 p27 | am3-opc-c5r411-acc-4 | c5r411 | u24 | Eth1/3 | GLC-T
C5R602 - ZS 4-4 - Config 71b |  |  |  | Fiber | MMF (LC-LC) | 619 | am3-opc-c5r602-zfs-2-v1 | c5r602 | 18 | pci2net0-ixgbe4 | z602 u1 p5 | c5r411 u37 p5 | am3-opc-c5r411-acc-3 | c5r411 | u22 | Eth1/4 | SFP-10G-SR
Serial # |  | AK00?? |  | Fiber | MMF (LC-LC) | 619 | am3-opc-c5r602-zfs-2-v2 | c5r602 | 18 | pci2net1-ixgbe5 | z602 u1 p6 | c5r411 u37 p6 | am3-opc-c5r411-acc-3 | c5r411 | u22 | Eth1/5 | SFP-10G-SR
RU | F/R | DEVICE | HOSTNAME | Fiber | MMF (LC-LC) | 619 | am3-opc-c5r602-zfs-2-v3 | c5r602 | 18 | pci7net0-ixgbe6 | z602 u1 p7 | c5r411 u37 p7 | am3-opc-c5r411-acc-4 | c5r411 | u24 | Eth1/5 | SFP-10G-SR
42 |  |  |  | Fiber | MMF (LC-LC) | 619 | am3-opc-c5r602-zfs-2-v4 | c5r602 | 18 | pci7net1-ixgbe7 | z602 u1 p8 | c5r411 u37 p8 | am3-opc-c5r411-acc-4 | c5r411 | u24 | Eth1/4 | SFP-10G-SR
41 |  | DE2-24C Storage Shelf |  | Copper | Cat6 | 20 | am3-opc-c5r602-zfs-2 | c5r602 | 18 | ilom | z602 u1 p28 | c5r411 u37 p28 | am3-oob-c5r411-agg-1-100d | c5r411 | u4 | e100/1/24
40 |  |  |  | Copper | Cat6 | 633 | am3-opc-c5r602-zfs-2 | c5r602 | 18 | Net2 | z602 u1 p29 | c5r411 u37 p29 | am3-opc-c5r411-acc-3 | c5r411 | u22 | Eth1/6 | GLC-T
39 |  |  |  | Copper | Cat6 | 633 | am3-opc-c5r602-zfs-2 | c5r602 | 18 | Net3 | z602 u1 p30 | c5r411 u37 p30 | am3-opc-c5r411-acc-4 | c5r411 | u24 | Eth1/6 | GLC-T
38
37 |  | DE2-24C Storage Shelf
36
35
34
33 |  | DE2-24C Storage Shelf
32
31
30
29 |  | DE2-24C Storage Shelf
28
27
26
25 |  | Head A ZFS X4-4 Server | am3-opc-c5r602-zfs-1
24
23
22
21 |  | Head B ZFS X4-4 Server | am3-opc-c5r602-zfs-2
20
19
18
17 |  | DE2-24C Storage Shelf
16
15
14
13 |  | DE2-24C Storage Shelf
12
11
10
9 |  | DE2-24C Storage Shelf
8
7
6
5 |  | DE2-24C Storage Shelf
4
3
2
1
0b | R | PDU AP6441A 32Amp 3-Phase | nlclc5r602pdu02
0a | R | PDU AP6441A 32Amp 3-Phase | nlclc5r602pdu01
VLAN INFO
|  |  |  | INTERFACE CATAGORY | VLAN | SECURITY VRF | FW ZONE | Subnet Details | Notes
|  |  |  | FE | 619 | am3-computepublic-paas-v619-1 | COMPUTE-PUBLIC | 10.24.49.64/26 | em3-z24 Nimbula Public
|  |  |  | STOR-MGMT | 633 | am3-tapefilermgmt-paas-v633-1 | TAPE-FILER-MGMT | 10.24.51.32/27
|  |  |  | ILOM | 20 |  | DRAC | 10.24.8.0/21 | in oob

## c5r603 PaaS ZFS
|  |  |  | Copper / Fiber | Cable OR Optic Type | Vlans | Device | Rack | RU | Interface | Patch Panel RU Interface | Patch Panel RU Interface | Device | Rack | RU | Interface | Optics | Notes
z603
RU | F/R | Overhead Patch Panels |  | Fiber | MMF (LC-LC) | 619 | am3-opc-c5r603-zfs-1-v1 | c5r603 | 22 | pci2net0-ixgbe4 | z603 u1 p1 | c5r411 u38 p1 | am3-opc-c5r411-acc-3 | c5r411 | u22 | Eth1/7 | SFP-10G-SR
U4 |  |  |  | Fiber | MMF (LC-LC) | 619 | am3-opc-c5r603-zfs-1-v2 | c5r603 | 22 | pci2net1-ixgbe5 | z603 u1 p2 | c5r411 u38 p2 | am3-opc-c5r411-acc-3 | c5r411 | u22 | Eth1/8 | SFP-10G-SR
U3 |  |  |  | Fiber | MMF (LC-LC) | 619 | am3-opc-c5r603-zfs-1-v3 | c5r603 | 22 | pci7net0-ixgbe6 | z603 u1 p3 | c5r411 u38 p3 | am3-opc-c5r411-acc-4 | c5r411 | u24 | Eth1/8 | SFP-10G-SR
U2 |  |  |  | Fiber | MMF (LC-LC) | 619 | am3-opc-c5r603-zfs-1-v4 | c5r603 | 22 | pci7net1-ixgbe7 | z603 u1 p4 | c5r411 u38 p4 | am3-opc-c5r411-acc-4 | c5r411 | u24 | Eth1/7 | SFP-10G-SR
U1 | R | 24p LC Fibre - r411 u38 | 8p Copper - r411 u38 | Copper | Cat6 | 20 | am3-opc-c5r603-zfs-1 | c5r603 | 22 | ilom | z603 u1 p25 | c5r411 u38 p25 | am3-oob-c5r411-agg-1-100d | c5r411 | u4 | e100/1/25
|  |  |  | Copper | Cat6 | 633 | am3-opc-c5r603-zfs-1 | c5r603 | 22 | Net0 | z603 u1 p26 | c5r411 u38 p26 | am3-opc-c5r411-acc-3 | c5r411 | u22 | Eth1/9 | GLC-T
|  |  |  | Copper | Cat6 | 633 | am3-opc-c5r603-zfs-1 | c5r603 | 22 | Net1 | z603 u1 p27 | c5r411 u38 p27 | am3-opc-c5r411-acc-4 | c5r411 | u24 | Eth1/9 | GLC-T
C5R603 - ZS 4-4 - Config 71b |  |  |  | Fiber | MMF (LC-LC) | 619 | am3-opc-c5r603-zfs-2-v1 | c5r603 | 18 | pci2net0-ixgbe4 | z603 u1 p5 | c5r411 u38 p5 | am3-opc-c5r411-acc-3 | c5r411 | u22 | Eth1/10 | SFP-10G-SR
Serial # |  | AK00?? |  | Fiber | MMF (LC-LC) | 619 | am3-opc-c5r603-zfs-2-v2 | c5r603 | 18 | pci2net1-ixgbe5 | z603 u1 p6 | c5r411 u38 p6 | am3-opc-c5r411-acc-3 | c5r411 | u22 | Eth1/11 | SFP-10G-SR
RU |  | DEVICE | HOSTNAME | Fiber | MMF (LC-LC) | 619 | am3-opc-c5r603-zfs-2-v3 | c5r603 | 18 | pci7net0-ixgbe6 | z603 u1 p7 | c5r411 u38 p7 | am3-opc-c5r411-acc-4 | c5r411 | u24 | Eth1/11 | SFP-10G-SR
42 |  |  |  | Fiber | MMF (LC-LC) | 619 | am3-opc-c5r603-zfs-2-v4 | c5r603 | 18 | pci7net1-ixgbe7 | z603 u1 p8 | c5r411 u38 p8 | am3-opc-c5r411-acc-4 | c5r411 | u24 | Eth1/10 | SFP-10G-SR
41 |  | DE2-24C Storage Shelf |  | Copper | Cat6 | 20 | am3-opc-c5r603-zfs-2 | c5r603 | 18 | ilom | z603 u1 p28 | c5r411 u38 p28 | am3-oob-c5r411-agg-1-100d | c5r411 | u4 | e100/1/26
40 |  |  |  | Copper | Cat6 | 633 | am3-opc-c5r603-zfs-2 | c5r603 | 18 | Net2 | z603 u1 p29 | c5r411 u38 p29 | am3-opc-c5r411-acc-3 | c5r411 | u22 | Eth1/12 | GLC-T
39 |  |  |  | Copper | Cat6 | 633 | am3-opc-c5r603-zfs-2 | c5r603 | 18 | Net3 | z603 u1 p30 | c5r411 u38 p30 | am3-opc-c5r411-acc-4 | c5r411 | u24 | Eth1/12 | GLC-T
38
37 |  | DE2-24C Storage Shelf
36
35
34
33 |  | DE2-24C Storage Shelf
32
31
30
29 |  | DE2-24C Storage Shelf
28
27
26
25 |  | Head A ZFS X4-4 Server | am3-opc-c5r603-zfs-1
24
23
22
21 |  | Head B ZFS X4-4 Server | am3-opc-c5r603-zfs-2
20
19
18
17 |  | DE2-24C Storage Shelf
16
15
14
13 |  | DE2-24C Storage Shelf
12
11
10
9 |  | DE2-24C Storage Shelf
8
7
6
5 |  | DE2-24C Storage Shelf
4
3
2
1
0b | R | PDU AP6441A 32Amp 3-Phase | nlclc5r603pdu02
0a | R | PDU AP6441A 32Amp 3-Phase | nlclc5r603pdu01
VLAN INFO
|  |  |  | INTERFACE CATAGORY | VLAN | SECURITY VRF | FW ZONE | Subnet Details | Notes
|  |  |  | FE | 619 | am3-computepublic-paas-v619-1 | COMPUTE-PUBLIC | 10.24.49.64/26 | em3-z24 Nimbula Public
|  |  |  | STOR-MGMT | 633 | am3-tapefilermgmt-paas-v633-1 | TAPE-FILER-MGMT | 10.24.51.32/27
|  |  |  | ILOM | 20 |  | DRAC | 10.24.8.0/21 | in oob

## c5r604 PaaS Compute
|  |  |  | Server Interface | Media / Cable Type | Cable OR Optic Type | VLAN #'s | Switch Interface | Quad SFP points to server or switch? | Server Interface | Media / Cable Type | Cable OR Optic Type | VLAN #'s | Switch Interface | Quad SFP points to server or switch? | Server Interface | Media / Cable Type | Cable OR Optic Type | VLAN #'s | Switch Interface | Quad SFP points to server or switch? | ITAS Entry | ILOM User Required | OS RAID CONFIG | Data RAID Config | eth0/eth3 and /eth1/eth4 cabling | Switch Port Tags | Server Type | Server OS Version | Server OVS Version | OVS Agent | Server Kernel Version | Server Kernel RPMs | Server TZ | PowerBroker Installed on Server | EM Installed and Discovered on Server | Server routes required | Standard Bridge Creation | Mounts Required on Server | Number and capacity of domUs required | domU OS Version | domU OVS Version | domU Kernel Version | domU Kernel RPMs | domU TZ | PowerBroker Installed on domU | EM Installed and Discovered on domU | Server routes required domu | Mounts Required on domUs
z604
RU | F/R | Overhead Patch Panels
U4
U3
U2
U1 | R | 24p LC Fibre - r411 u39 | 8p Copper - r411 u39
C5R604 - PaaS - Compute
Serial # |  | AK00??
RU | F/R | DEVICE | HOSTNAME
42 | R | Cisco 9372TX | am3-opc-c5r604-acc-1
41 | F | Blank Filler Panel
40 | R | Cisco 9372TX | am3-opc-c5r604-acc-2
39 | F | Sun X6-2 PAAS Standard | nlclc5r604ru39 | Net1 | Copper | cat6 | 619 | am3-opc-c5r604-acc-1 e1/36 |  | Net2 | Copper | cat6 | 619 | am3-opc-c5r604-acc-2 e1/36 |  | Net Mgt | Copper | cat6 | 20 | am3-oob-c5r411-agg-1-104d e104/1/36
38 | F | Sun X6-2 PAAS Standard | nlclc5r604ru38 | Net1 | Copper | cat6 | 619 | am3-opc-c5r604-acc-1 e1/35 |  | Net2 | Copper | cat6 | 619 | am3-opc-c5r604-acc-2 e1/35 |  | Net Mgt | Copper | cat6 | 20 | am3-oob-c5r411-agg-1-104d e104/1/35
37 | F | Sun X6-2 PAAS Standard | nlclc5r604ru37 | Net1 | Copper | cat6 | 619 | am3-opc-c5r604-acc-1 e1/34 |  | Net2 | Copper | cat6 | 619 | am3-opc-c5r604-acc-2 e1/34 |  | Net Mgt | Copper | cat6 | 20 | am3-oob-c5r411-agg-1-104d e104/1/34
36 | F | Sun X6-2 PAAS Standard | nlclc5r604ru36 | Net1 | Copper | cat6 | 619 | am3-opc-c5r604-acc-1 e1/33 |  | Net2 | Copper | cat6 | 619 | am3-opc-c5r604-acc-2 e1/33 |  | Net Mgt | Copper | cat6 | 20 | am3-oob-c5r411-agg-1-104d e104/1/33
35 | F | Sun X6-2 PAAS Standard | nlclc5r604ru35 | Net1 | Copper | cat6 | 619 | am3-opc-c5r604-acc-1 e1/32 |  | Net2 | Copper | cat6 | 619 | am3-opc-c5r604-acc-2 e1/32 |  | Net Mgt | Copper | cat6 | 20 | am3-oob-c5r411-agg-1-104d e104/1/32
34 | F | Sun X6-2 PAAS Standard | nlclc5r604ru34 | Net1 | Copper | cat6 | 619 | am3-opc-c5r604-acc-1 e1/31 |  | Net2 | Copper | cat6 | 619 | am3-opc-c5r604-acc-2 e1/31 |  | Net Mgt | Copper | cat6 | 20 | am3-oob-c5r411-agg-1-104d e104/1/31
33 | F | Sun X6-2 PAAS Standard | nlclc5r604ru33 | Net1 | Copper | cat6 | 619 | am3-opc-c5r604-acc-1 e1/30 |  | Net2 | Copper | cat6 | 619 | am3-opc-c5r604-acc-2 e1/30 |  | Net Mgt | Copper | cat6 | 20 | am3-oob-c5r411-agg-1-104d e104/1/30
32 | F | Sun X6-2 PAAS Standard | nlclc5r604ru32 | Net1 | Copper | cat6 | 619 | am3-opc-c5r604-acc-1 e1/29 |  | Net2 | Copper | cat6 | 619 | am3-opc-c5r604-acc-2 e1/29 |  | Net Mgt | Copper | cat6 | 20 | am3-oob-c5r411-agg-1-104d e104/1/29
31 | F | Sun X6-2 PAAS Standard | nlclc5r604ru31 | Net1 | Copper | cat6 | 619 | am3-opc-c5r604-acc-1 e1/28 |  | Net2 | Copper | cat6 | 619 | am3-opc-c5r604-acc-2 e1/28 |  | Net Mgt | Copper | cat6 | 20 | am3-oob-c5r411-agg-1-104d e104/1/28
30 | F | Sun X6-2 PAAS Standard | nlclc5r604ru30 | Net1 | Copper | cat6 | 619 | am3-opc-c5r604-acc-1 e1/27 |  | Net2 | Copper | cat6 | 619 | am3-opc-c5r604-acc-2 e1/27 |  | Net Mgt | Copper | cat6 | 20 | am3-oob-c5r411-agg-1-104d e104/1/27
29 | F | Sun X6-2 PAAS Standard | nlclc5r604ru29 | Net1 | Copper | cat6 | 619 | am3-opc-c5r604-acc-1 e1/26 |  | Net2 | Copper | cat6 | 619 | am3-opc-c5r604-acc-2 e1/26 |  | Net Mgt | Copper | cat6 | 20 | am3-oob-c5r411-agg-1-104d e104/1/26
28 | F | Sun X6-2 PAAS Standard | nlclc5r604ru28 | Net1 | Copper | cat6 | 619 | am3-opc-c5r604-acc-1 e1/25 |  | Net2 | Copper | cat6 | 619 | am3-opc-c5r604-acc-2 e1/25 |  | Net Mgt | Copper | cat6 | 20 | am3-oob-c5r411-agg-1-104d e104/1/25
27 | F | Sun X6-2 PAAS Standard | nlclc5r604ru27 | Net1 | Copper | cat6 | 619 | am3-opc-c5r604-acc-1 e1/24 |  | Net2 | Copper | cat6 | 619 | am3-opc-c5r604-acc-2 e1/24 |  | Net Mgt | Copper | cat6 | 20 | am3-oob-c5r411-agg-1-104d e104/1/24
26 | F | Sun X6-2 PAAS Standard | nlclc5r604ru26 | Net1 | Copper | cat6 | 619 | am3-opc-c5r604-acc-1 e1/23 |  | Net2 | Copper | cat6 | 619 | am3-opc-c5r604-acc-2 e1/23 |  | Net Mgt | Copper | cat6 | 20 | am3-oob-c5r411-agg-1-104d e104/1/23
25 | F | Sun X6-2 PAAS Standard | nlclc5r604ru25 | Net1 | Copper | cat6 | 619 | am3-opc-c5r604-acc-1 e1/22 |  | Net2 | Copper | cat6 | 619 | am3-opc-c5r604-acc-2 e1/22 |  | Net Mgt | Copper | cat6 | 20 | am3-oob-c5r411-agg-1-104d e104/1/22
24 | F | Sun X6-2 PAAS Standard | nlclc5r604ru24 | Net1 | Copper | cat6 | 619 | am3-opc-c5r604-acc-1 e1/21 |  | Net2 | Copper | cat6 | 619 | am3-opc-c5r604-acc-2 e1/21 |  | Net Mgt | Copper | cat6 | 20 | am3-oob-c5r411-agg-1-104d e104/1/21
23 | F | Sun X6-2 PAAS Standard | nlclc5r604ru23 | Net1 | Copper | cat6 | 619 | am3-opc-c5r604-acc-1 e1/20 |  | Net2 | Copper | cat6 | 619 | am3-opc-c5r604-acc-2 e1/20 |  | Net Mgt | Copper | cat6 | 20 | am3-oob-c5r411-agg-1-104d e104/1/20
22 | F | Sun X6-2 PAAS Standard | nlclc5r604ru22 | Net1 | Copper | cat6 | 619 | am3-opc-c5r604-acc-1 e1/19 |  | Net2 | Copper | cat6 | 619 | am3-opc-c5r604-acc-2 e1/19 |  | Net Mgt | Copper | cat6 | 20 | am3-oob-c5r411-agg-1-104d e104/1/19
21 | R | Cisco 2248TM-E | am3-oob-c5r604-agg-1-104d
20 | F | Blank Filler Panel
19 | F | Sun X6-2 PAAS Standard | nlclc5r604ru19 | Net1 | Copper | cat6 | 619 | am3-opc-c5r604-acc-1 e1/18 |  | Net2 | Copper | cat6 | 619 | am3-opc-c5r604-acc-2 e1/18 |  | Net Mgt | Copper | cat6 | 20 | am3-oob-c5r411-agg-1-104d e104/1/18
18 | F | Sun X6-2 PAAS Standard | nlclc5r604ru18 | Net1 | Copper | cat6 | 619 | am3-opc-c5r604-acc-1 e1/17 |  | Net2 | Copper | cat6 | 619 | am3-opc-c5r604-acc-2 e1/17 |  | Net Mgt | Copper | cat6 | 20 | am3-oob-c5r411-agg-1-104d e104/1/17
17 | F | Sun X6-2 PAAS Standard | nlclc5r604ru17 | Net1 | Copper | cat6 | 619 | am3-opc-c5r604-acc-1 e1/16 |  | Net2 | Copper | cat6 | 619 | am3-opc-c5r604-acc-2 e1/16 |  | Net Mgt | Copper | cat6 | 20 | am3-oob-c5r411-agg-1-104d e104/1/16
16 | F | Sun X6-2 PAAS Standard | nlclc5r604ru16 | Net1 | Copper | cat6 | 619 | am3-opc-c5r604-acc-1 e1/15 |  | Net2 | Copper | cat6 | 619 | am3-opc-c5r604-acc-2 e1/15 |  | Net Mgt | Copper | cat6 | 20 | am3-oob-c5r411-agg-1-104d e104/1/15
15 | F | Sun X6-2 PAAS Standard | nlclc5r604ru15 | Net1 | Copper | cat6 | 619 | am3-opc-c5r604-acc-1 e1/14 |  | Net2 | Copper | cat6 | 619 | am3-opc-c5r604-acc-2 e1/14 |  | Net Mgt | Copper | cat6 | 20 | am3-oob-c5r411-agg-1-104d e104/1/14
14 | F | Sun X6-2 PAAS Standard | nlclc5r604ru14 | Net1 | Copper | cat6 | 619 | am3-opc-c5r604-acc-1 e1/13 |  | Net2 | Copper | cat6 | 619 | am3-opc-c5r604-acc-2 e1/13 |  | Net Mgt | Copper | cat6 | 20 | am3-oob-c5r411-agg-1-104d e104/1/13
13 | F | Sun X6-2 PAAS Standard | nlclc5r604ru13 | Net1 | Copper | cat6 | 619 | am3-opc-c5r604-acc-1 e1/12 |  | Net2 | Copper | cat6 | 619 | am3-opc-c5r604-acc-2 e1/12 |  | Net Mgt | Copper | cat6 | 20 | am3-oob-c5r411-agg-1-104d e104/1/12
12 | F | Sun X6-2 PAAS Standard | nlclc5r604ru12 | Net1 | Copper | cat6 | 619 | am3-opc-c5r604-acc-1 e1/11 |  | Net2 | Copper | cat6 | 619 | am3-opc-c5r604-acc-2 e1/11 |  | Net Mgt | Copper | cat6 | 20 | am3-oob-c5r411-agg-1-104d e104/1/11
11 | F | Sun X6-2 PAAS Standard | nlclc5r604ru11 | Net1 | Copper | cat6 | 619 | am3-opc-c5r604-acc-1 e1/10 |  | Net2 | Copper | cat6 | 619 | am3-opc-c5r604-acc-2 e1/10 |  | Net Mgt | Copper | cat6 | 20 | am3-oob-c5r411-agg-1-104d e104/1/10
10 | F | Sun X6-2 PAAS Standard | nlclc5r604ru10 | Net1 | Copper | cat6 | 619 | am3-opc-c5r604-acc-1 e1/9 |  | Net2 | Copper | cat6 | 619 | am3-opc-c5r604-acc-2 e1/9 |  | Net Mgt | Copper | cat6 | 20 | am3-oob-c5r411-agg-1-104d e104/1/9
9 | F | Sun X6-2 PAAS Standard | nlclc5r604ru09 | Net1 | Copper | cat6 | 619 | am3-opc-c5r604-acc-1 e1/8 |  | Net2 | Copper | cat6 | 619 | am3-opc-c5r604-acc-2 e1/8 |  | Net Mgt | Copper | cat6 | 20 | am3-oob-c5r411-agg-1-104d e104/1/8
8 | F | Sun X6-2 PAAS Standard | nlclc5r604ru08 | Net1 | Copper | cat6 | 619 | am3-opc-c5r604-acc-1 e1/7 |  | Net2 | Copper | cat6 | 619 | am3-opc-c5r604-acc-2 e1/7 |  | Net Mgt | Copper | cat6 | 20 | am3-oob-c5r411-agg-1-104d e104/1/7
7 | F | Sun X6-2 PAAS Standard | nlclc5r604ru07 | Net1 | Copper | cat6 | 619 | am3-opc-c5r604-acc-1 e1/6 |  | Net2 | Copper | cat6 | 619 | am3-opc-c5r604-acc-2 e1/6 |  | Net Mgt | Copper | cat6 | 20 | am3-oob-c5r411-agg-1-104d e104/1/6
6 | F | Sun X6-2 PAAS Standard | nlclc5r604ru06 | Net1 | Copper | cat6 | 619 | am3-opc-c5r604-acc-1 e1/5 |  | Net2 | Copper | cat6 | 619 | am3-opc-c5r604-acc-2 e1/5 |  | Net Mgt | Copper | cat6 | 20 | am3-oob-c5r411-agg-1-104d e104/1/5
5 | F | Sun X6-2 PAAS Standard | nlclc5r604ru05 | Net1 | Copper | cat6 | 619 | am3-opc-c5r604-acc-1 e1/4 |  | Net2 | Copper | cat6 | 619 | am3-opc-c5r604-acc-2 e1/4 |  | Net Mgt | Copper | cat6 | 20 | am3-oob-c5r411-agg-1-104d e104/1/4
4 | F | Sun X6-2 PAAS Standard | nlclc5r604ru04 | Net1 | Copper | cat6 | 619 | am3-opc-c5r604-acc-1 e1/3 |  | Net2 | Copper | cat6 | 619 | am3-opc-c5r604-acc-2 e1/3 |  | Net Mgt | Copper | cat6 | 20 | am3-oob-c5r411-agg-1-104d e104/1/3
3 | F | Sun X6-2 PAAS Standard | nlclc5r604ru03 | Net1 | Copper | cat6 | 619 | am3-opc-c5r604-acc-1 e1/2 |  | Net2 | Copper | cat6 | 619 | am3-opc-c5r604-acc-2 e1/2 |  | Net Mgt | Copper | cat6 | 20 | am3-oob-c5r411-agg-1-104d e104/1/2
2 | F | Sun X6-2 PAAS Standard | nlclc5r604ru02 | Net1 | Copper | cat6 | 619 | am3-opc-c5r604-acc-1 e1/1 |  | Net2 | Copper | cat6 | 619 | am3-opc-c5r604-acc-2 e1/1 |  | Net Mgt | Copper | cat6 | 20 | am3-oob-c5r411-agg-1-104d e104/1/1
1 | F | Blank Filler Panel
0b | R | PDU AP6441A 32Amp 3-Phase | nlclc5r604pdu02 | Net Mgt | Copper | cat6 | 20 | am3-oob-c5r411-agg-1-104d e104/1/48
0a | R | PDU AP6441A 32Amp 3-Phase | nlclc5r604pdu01 | Net Mgt | Copper | cat6 | 20 | am3-oob-c5r411-agg-1-104d e104/1/47
VLAN INFO
|  |  |  | INTERFACE CATAGORY | VLAN | SECURITY VRF | FW ZONE | Subnet Details | Notes
|  |  |  | GUEST CTL | 619 | am3-computepublic-paas-v619-1 | COMPUTE-PUBLIC | 10.24.50.128/26 | em3-z24 Guest Control Plane
|  |  |  | GUEST VM NETWORK | 619 | am3-computepublic-paas-v619-1 | COMPUTE-PUBLIC | 10.106.96.0/19 | em3-z24 Guest VM Network
[8 empty] | 140.86.64.0/20 | Nimbula Public NAT for em3-z23, z24
|  |  |  | ILOM | 20 |  | DRAC | 10.24.8.0/21 | in oob

## c5r605 PaaS ZFS
|  |  |  | Copper / Fiber | Cable OR Optic Type | Vlans | Device | Rack | RU | Interface | Patch Panel RU Interface | Patch Panel RU Interface | Device | Rack | RU | Interface | Optics | Notes
z605
RU | F/R | Overhead Patch Panels |  | Fiber | MMF (LC-LC) | 619 | am3-opc-c5r605-zfs-1-v1 | c5r605 | 22 | pci2net0-ixgbe4 | z605 u1 p1 | c5r411 u37 p1 | am3-opc-c5r411-acc-3 | c5r411 | u22 | Eth1/13 | SFP-10G-SR
U4 |  |  |  | Fiber | MMF (LC-LC) | 619 | am3-opc-c5r605-zfs-1-v2 | c5r605 | 22 | pci2net1-ixgbe5 | z605 u1 p2 | c5r411 u37 p2 | am3-opc-c5r411-acc-3 | c5r411 | u22 | Eth1/14 | SFP-10G-SR
U3 |  |  |  | Fiber | MMF (LC-LC) | 619 | am3-opc-c5r605-zfs-1-v3 | c5r605 | 22 | pci7net0-ixgbe6 | z605 u1 p3 | c5r411 u37 p3 | am3-opc-c5r411-acc-4 | c5r411 | u24 | Eth1/14 | SFP-10G-SR
U2 |  |  |  | Fiber | MMF (LC-LC) | 619 | am3-opc-c5r605-zfs-1-v4 | c5r605 | 22 | pci7net1-ixgbe7 | z605 u1 p4 | c5r411 u37 p4 | am3-opc-c5r411-acc-4 | c5r411 | u24 | Eth1/13 | SFP-10G-SR
U1 | R | 24p LC Fibre - r411 u40 | 8p Copper - r411 u40 | Copper | Cat6 | 20 | am3-opc-c5r605-zfs-1 | c5r605 | 22 | ilom | z605 u1 p25 | c5r411 u37 p25 | am3-oob-c5r411-agg-1-100d | c5r411 | u4 | e100/1/27
|  |  |  | Copper | Cat6 | 633 | am3-opc-c5r605-zfs-1 | c5r605 | 22 | Net0 | z605 u1 p26 | c5r411 u37 p26 | am3-opc-c5r411-acc-3 | c5r411 | u22 | Eth1/15 | GLC-T
|  |  |  | Copper | Cat6 | 633 | am3-opc-c5r605-zfs-1 | c5r605 | 22 | Net1 | z605 u1 p27 | c5r411 u37 p27 | am3-opc-c5r411-acc-4 | c5r411 | u24 | Eth1/15 | GLC-T
C5R605 -ZS 4-4 - Config 71b |  |  |  | Fiber | MMF (LC-LC) | 619 | am3-opc-c5r605-zfs-2-v1 | c5r605 | 18 | pci2net0-ixgbe4 | z605 u1 p5 | c5r411 u37 p5 | am3-opc-c5r411-acc-3 | c5r411 | u22 | Eth1/16 | SFP-10G-SR
Serial # |  | AK00?? |  | Fiber | MMF (LC-LC) | 619 | am3-opc-c5r605-zfs-2-v2 | c5r605 | 18 | pci2net1-ixgbe5 | z605 u1 p6 | c5r411 u37 p6 | am3-opc-c5r411-acc-3 | c5r411 | u22 | Eth1/17 | SFP-10G-SR
RU |  | DEVICE | HOSTNAME | Fiber | MMF (LC-LC) | 619 | am3-opc-c5r605-zfs-2-v3 | c5r605 | 18 | pci7net0-ixgbe6 | z605 u1 p7 | c5r411 u37 p7 | am3-opc-c5r411-acc-4 | c5r411 | u24 | Eth1/17 | SFP-10G-SR
42 |  |  |  | Fiber | MMF (LC-LC) | 619 | am3-opc-c5r605-zfs-2-v4 | c5r605 | 18 | pci7net1-ixgbe7 | z605 u1 p8 | c5r411 u37 p8 | am3-opc-c5r411-acc-4 | c5r411 | u24 | Eth1/16 | SFP-10G-SR
41 |  | DE2-24C Storage Shelf |  | Copper | Cat6 | 20 | am3-opc-c5r605-zfs-2 | c5r605 | 18 | ilom | z605 u1 p28 | c5r411 u37 p28 | am3-oob-c5r411-agg-1-100d | c5r411 | u4 | e100/1/28
40 |  |  |  | Copper | Cat6 | 633 | am3-opc-c5r605-zfs-2 | c5r605 | 18 | Net2 | z605 u1 p29 | c5r411 u37 p29 | am3-opc-c5r411-acc-3 | c5r411 | u22 | Eth1/18 | GLC-T
39 |  |  |  | Copper | Cat6 | 633 | am3-opc-c5r605-zfs-2 | c5r605 | 18 | Net3 | z605 u1 p30 | c5r411 u37 p30 | am3-opc-c5r411-acc-4 | c5r411 | u24 | Eth1/18 | GLC-T
38
37 |  | DE2-24C Storage Shelf
36
35
34
33 |  | DE2-24C Storage Shelf
32
31
30
29 |  | DE2-24C Storage Shelf
28
27
26
25 |  | Head A ZFS X4-4 Server | am3-opc-c5r605-zfs-1
24
23
22
21 |  | Head B ZFS X4-4 Server | am3-opc-c5r605-zfs-2
20
19
18
17 |  | DE2-24C Storage Shelf
16
15
14
13 |  | DE2-24C Storage Shelf
12
11
10
9 |  | DE2-24C Storage Shelf
8
7
6
5 |  | DE2-24C Storage Shelf
4
3
2
1 | F
0b | R | PDU AP6441A 32Amp 3-Phase | nlclc5r605pdu02
0a | R | PDU AP6441A 32Amp 3-Phase | nlclc5r605pdu01
VLAN INFO
|  |  |  | INTERFACE CATAGORY | VLAN | SECURITY VRF | FW ZONE | Subnet Details | Notes
|  |  |  | FE | 619 | am3-computepublic-paas-v619-1 | COMPUTE-PUBLIC | 10.24.49.64/26 | em3-z24 Nimbula Public
|  |  |  | STOR-MGMT | 633 | am3-tapefilermgmt-paas-v633-1 | TAPE-FILER-MGMT | 10.24.51.32/27
|  |  |  | ILOM | 20 |  | DRAC | 10.24.8.0/21 | in oob

## c5r606 PaaS ZFS
|  |  |  | Copper / Fiber | Cable OR Optic Type | Vlans | Device | Rack | RU | Interface | Patch Panel RU Interface | Patch Panel RU Interface | Device | Rack | RU | Interface | Optics | Notes
z606
RU | F/R | Overhead Patch Panels |  | Fiber | MMF (LC-LC) | 619 | am3-opc-c5r606-zfs-1-v1 | c5r606 | 22 | pci2net0-ixgbe4 | z606 u1 p1 | c5r411 u41 p1 | am3-opc-c5r411-acc-3 | c5r411 | u22 | Eth1/19 | SFP-10G-SR
U4 |  |  |  | Fiber | MMF (LC-LC) | 619 | am3-opc-c5r606-zfs-1-v2 | c5r606 | 22 | pci2net1-ixgbe5 | z606 u1 p2 | c5r411 u41 p2 | am3-opc-c5r411-acc-3 | c5r411 | u22 | Eth1/20 | SFP-10G-SR
U3 |  |  |  | Fiber | MMF (LC-LC) | 619 | am3-opc-c5r606-zfs-1-v3 | c5r606 | 22 | pci7net0-ixgbe6 | z606 u1 p3 | c5r411 u41 p3 | am3-opc-c5r411-acc-4 | c5r411 | u24 | Eth1/20 | SFP-10G-SR
U2 |  |  |  | Fiber | MMF (LC-LC) | 619 | am3-opc-c5r606-zfs-1-v4 | c5r606 | 22 | pci7net1-ixgbe7 | z606 u1 p4 | c5r411 u41 p4 | am3-opc-c5r411-acc-4 | c5r411 | u24 | Eth1/19 | SFP-10G-SR
U1 | R | 24p LC Fibre - r411 u41 | 8p Copper - r411 u41 | Copper | Cat6 | 20 | am3-opc-c5r606-zfs-1 | c5r606 | 22 | ilom | z606 u1 p25 | c5r411 u41 p25 | am3-oob-c5r411-agg-1-100d | c5r411 | u4 | e100/1/29
|  |  |  | Copper | Cat6 | 633 | am3-opc-c5r606-zfs-1 | c5r606 | 22 | Net0 | z606 u1 p26 | c5r411 u41 p26 | am3-opc-c5r411-acc-3 | c5r411 | u22 | Eth1/21 | GLC-T
|  |  |  | Copper | Cat6 | 633 | am3-opc-c5r606-zfs-1 | c5r606 | 22 | Net1 | z606 u1 p27 | c5r411 u41 p27 | am3-opc-c5r411-acc-4 | c5r411 | u24 | Eth1/21 | GLC-T
C5R606 - ZS 4-4 - Config 71b |  |  |  | Fiber | MMF (LC-LC) | 619 | am3-opc-c5r606-zfs-2-v1 | c5r606 | 18 | pci2net0-ixgbe4 | z606 u1 p5 | c5r411 u41 p5 | am3-opc-c5r411-acc-3 | c5r411 | u22 | Eth1/22 | SFP-10G-SR
Serial # |  | AK00?? |  | Fiber | MMF (LC-LC) | 619 | am3-opc-c5r606-zfs-2-v2 | c5r606 | 18 | pci2net1-ixgbe5 | z606 u1 p6 | c5r411 u41 p6 | am3-opc-c5r411-acc-3 | c5r411 | u22 | Eth1/23 | SFP-10G-SR
RU |  | DEVICE | HOSTNAME | Fiber | MMF (LC-LC) | 619 | am3-opc-c5r606-zfs-2-v3 | c5r606 | 18 | pci7net0-ixgbe6 | z606 u1 p7 | c5r411 u41 p7 | am3-opc-c5r411-acc-4 | c5r411 | u24 | Eth1/23 | SFP-10G-SR
42 |  |  |  | Fiber | MMF (LC-LC) | 619 | am3-opc-c5r606-zfs-2-v4 | c5r606 | 18 | pci7net1-ixgbe7 | z606 u1 p8 | c5r411 u41 p8 | am3-opc-c5r411-acc-4 | c5r411 | u24 | Eth1/22 | SFP-10G-SR
41 |  | DE2-24C Storage Shelf |  | Copper | Cat6 | 20 | am3-opc-c5r606-zfs-2 | c5r606 | 18 | ilom | z606 u1 p28 | c5r411 u41 p28 | am3-oob-c5r411-agg-1-100d | c5r411 | u4 | e100/1/30
40 |  |  |  | Copper | Cat6 | 633 | am3-opc-c5r606-zfs-2 | c5r606 | 18 | Net2 | z606 u1 p29 | c5r411 u41 p29 | am3-opc-c5r411-acc-3 | c5r411 | u22 | Eth1/24 | GLC-T
39 |  |  |  | Copper | Cat6 | 633 | am3-opc-c5r606-zfs-2 | c5r606 | 18 | Net3 | z606 u1 p30 | c5r411 u41 p30 | am3-opc-c5r411-acc-4 | c5r411 | u24 | Eth1/24 | GLC-T
38
37 |  | DE2-24C Storage Shelf
36
35
34
33 |  | DE2-24C Storage Shelf
32
31
30
29 |  | DE2-24C Storage Shelf
28
27
26
25 |  | Head A ZFS X4-4 Server | am3-opc-c5r606-zfs-1
24
23
22
21 |  | Head B ZFS X4-4 Server | am3-opc-c5r606-zfs-2
20
19
18
17 |  | DE2-24C Storage Shelf
16
15
14
13 |  | DE2-24C Storage Shelf
12
11
10
9 |  | DE2-24C Storage Shelf
8
7
6
5 |  | DE2-24C Storage Shelf
4
3
2
1
0b | R | PDU AP6441A 32Amp 3-Phase | nlclc5r606pdu02
0a | R | PDU AP6441A 32Amp 3-Phase | nlclc5r606pdu01
VLAN INFO
|  |  |  | INTERFACE CATAGORY | VLAN | SECURITY VRF | FW ZONE | Subnet Details | Notes
|  |  |  | FE | 619 | am3-computepublic-paas-v619-1 | COMPUTE-PUBLIC | 10.24.49.64/26 | em3-z24 Nimbula Public
|  |  |  | STOR-MGMT | 633 | am3-tapefilermgmt-paas-v633-1 | TAPE-FILER-MGMT | 10.24.51.32/27
|  |  |  | ILOM | 20 |  | DRAC | 10.24.8.0/21 | in oob

## c5r607 PaaS Compute
|  |  |  | Server Interface | Media / Cable Type | Cable OR Optic Type | VLAN #'s | Switch Interface | Quad SFP points to server or switch? | Server Interface | Media / Cable Type | Cable OR Optic Type | VLAN #'s | Switch Interface | Quad SFP points to server or switch? | Server Interface | Media / Cable Type | Cable OR Optic Type | VLAN #'s | Switch Interface | Quad SFP points to server or switch? | ITAS Entry | ILOM User Required | OS RAID CONFIG | Data RAID Config | eth0/eth3 and /eth1/eth4 cabling | Switch Port Tags | Server Type | Server OS Version | Server OVS Version | OVS Agent | Server Kernel Version | Server Kernel RPMs | Server TZ | PowerBroker Installed on Server | EM Installed and Discovered on Server | Server routes required | Standard Bridge Creation | Mounts Required on Server | Number and capacity of domUs required | domU OS Version | domU OVS Version | domU Kernel Version | domU Kernel RPMs | domU TZ | PowerBroker Installed on domU | EM Installed and Discovered on domU | Server routes required domu | Mounts Required on domUs
z607
RU | F/R | Overhead Patch Panels
U4
U3
U2
U1 | R | 24p LC Fibre - r411 u42 | 8p Copper - r411 u42
C5R607 - PaaS - Compute
Serial # |  | AK00??
RU | F/R | DEVICE | HOSTNAME
42 | R | Cisco C6001T | am3-opc-c5r607-acc-1
41 | F | Blank Filler Panel
40 | R | Cisco C6001T | am3-opc-c5r607-acc-2
39 | F | Sun X6-2 PAAS Standard | nlclc5r607ru39 | Net1 | Copper | cat6 | 619 | am3-opc-c5r607-acc-1 e1/36 |  | Net2 | Copper | cat6 | 619 | am3-opc-c5r607-acc-2 e1/36 |  | Net Mgt | Copper | cat6 | 20 | am3-oob-c5r411-agg-1-105d e105/1/36
38 | F | Sun X6-2 PAAS Standard | nlclc5r607ru38 | Net1 | Copper | cat6 | 619 | am3-opc-c5r607-acc-1 e1/35 |  | Net2 | Copper | cat6 | 619 | am3-opc-c5r607-acc-2 e1/35 |  | Net Mgt | Copper | cat6 | 20 | am3-oob-c5r411-agg-1-105d e105/1/35
37 | F | Sun X6-2 PAAS Standard | nlclc5r607ru37 | Net1 | Copper | cat6 | 619 | am3-opc-c5r607-acc-1 e1/34 |  | Net2 | Copper | cat6 | 619 | am3-opc-c5r607-acc-2 e1/34 |  | Net Mgt | Copper | cat6 | 20 | am3-oob-c5r411-agg-1-105d e105/1/34
36 | F | Sun X6-2 PAAS Standard | nlclc5r607ru36 | Net1 | Copper | cat6 | 619 | am3-opc-c5r607-acc-1 e1/33 |  | Net2 | Copper | cat6 | 619 | am3-opc-c5r607-acc-2 e1/33 |  | Net Mgt | Copper | cat6 | 20 | am3-oob-c5r411-agg-1-105d e105/1/33
35 | F | Sun X6-2 PAAS Standard | nlclc5r607ru35 | Net1 | Copper | cat6 | 619 | am3-opc-c5r607-acc-1 e1/32 |  | Net2 | Copper | cat6 | 619 | am3-opc-c5r607-acc-2 e1/32 |  | Net Mgt | Copper | cat6 | 20 | am3-oob-c5r411-agg-1-105d e105/1/32
34 | F | Sun X6-2 PAAS Standard | nlclc5r607ru34 | Net1 | Copper | cat6 | 619 | am3-opc-c5r607-acc-1 e1/31 |  | Net2 | Copper | cat6 | 619 | am3-opc-c5r607-acc-2 e1/31 |  | Net Mgt | Copper | cat6 | 20 | am3-oob-c5r411-agg-1-105d e105/1/31
33 | F | Sun X6-2 PAAS Standard | nlclc5r607ru33 | Net1 | Copper | cat6 | 619 | am3-opc-c5r607-acc-1 e1/30 |  | Net2 | Copper | cat6 | 619 | am3-opc-c5r607-acc-2 e1/30 |  | Net Mgt | Copper | cat6 | 20 | am3-oob-c5r411-agg-1-105d e105/1/30
32 | F | Sun X6-2 PAAS Standard | nlclc5r607ru32 | Net1 | Copper | cat6 | 619 | am3-opc-c5r607-acc-1 e1/29 |  | Net2 | Copper | cat6 | 619 | am3-opc-c5r607-acc-2 e1/29 |  | Net Mgt | Copper | cat6 | 20 | am3-oob-c5r411-agg-1-105d e105/1/29
31 | F | Sun X6-2 PAAS Standard | nlclc5r607ru31 | Net1 | Copper | cat6 | 619 | am3-opc-c5r607-acc-1 e1/28 |  | Net2 | Copper | cat6 | 619 | am3-opc-c5r607-acc-2 e1/28 |  | Net Mgt | Copper | cat6 | 20 | am3-oob-c5r411-agg-1-105d e105/1/28
30 | F | Sun X6-2 PAAS Standard | nlclc5r607ru30 | Net1 | Copper | cat6 | 619 | am3-opc-c5r607-acc-1 e1/27 |  | Net2 | Copper | cat6 | 619 | am3-opc-c5r607-acc-2 e1/27 |  | Net Mgt | Copper | cat6 | 20 | am3-oob-c5r411-agg-1-105d e105/1/27
29 | F | Sun X6-2 PAAS Standard | nlclc5r607ru29 | Net1 | Copper | cat6 | 619 | am3-opc-c5r607-acc-1 e1/26 |  | Net2 | Copper | cat6 | 619 | am3-opc-c5r607-acc-2 e1/26 |  | Net Mgt | Copper | cat6 | 20 | am3-oob-c5r411-agg-1-105d e105/1/26
28 | F | Sun X6-2 PAAS Standard | nlclc5r607ru28 | Net1 | Copper | cat6 | 619 | am3-opc-c5r607-acc-1 e1/25 |  | Net2 | Copper | cat6 | 619 | am3-opc-c5r607-acc-2 e1/25 |  | Net Mgt | Copper | cat6 | 20 | am3-oob-c5r411-agg-1-105d e105/1/25
27 | F | Sun X6-2 PAAS Standard | nlclc5r607ru27 | Net1 | Copper | cat6 | 619 | am3-opc-c5r607-acc-1 e1/24 |  | Net2 | Copper | cat6 | 619 | am3-opc-c5r607-acc-2 e1/24 |  | Net Mgt | Copper | cat6 | 20 | am3-oob-c5r411-agg-1-105d e105/1/24
26 | F | Sun X6-2 PAAS Standard | nlclc5r607ru26 | Net1 | Copper | cat6 | 619 | am3-opc-c5r607-acc-1 e1/23 |  | Net2 | Copper | cat6 | 619 | am3-opc-c5r607-acc-2 e1/23 |  | Net Mgt | Copper | cat6 | 20 | am3-oob-c5r411-agg-1-105d e105/1/23
25 | F | Sun X6-2 PAAS Standard | nlclc5r607ru25 | Net1 | Copper | cat6 | 619 | am3-opc-c5r607-acc-1 e1/22 |  | Net2 | Copper | cat6 | 619 | am3-opc-c5r607-acc-2 e1/22 |  | Net Mgt | Copper | cat6 | 20 | am3-oob-c5r411-agg-1-105d e105/1/22
24 | F | Sun X6-2 PAAS Standard | nlclc5r607ru24 | Net1 | Copper | cat6 | 619 | am3-opc-c5r607-acc-1 e1/21 |  | Net2 | Copper | cat6 | 619 | am3-opc-c5r607-acc-2 e1/21 |  | Net Mgt | Copper | cat6 | 20 | am3-oob-c5r411-agg-1-105d e105/1/21
23 | F | Sun X6-2 PAAS Standard | nlclc5r607ru23 | Net1 | Copper | cat6 | 619 | am3-opc-c5r607-acc-1 e1/20 |  | Net2 | Copper | cat6 | 619 | am3-opc-c5r607-acc-2 e1/20 |  | Net Mgt | Copper | cat6 | 20 | am3-oob-c5r411-agg-1-105d e105/1/20
22 | F | Sun X6-2 PAAS Standard | nlclc5r607ru22 | Net1 | Copper | cat6 | 619 | am3-opc-c5r607-acc-1 e1/19 |  | Net2 | Copper | cat6 | 619 | am3-opc-c5r607-acc-2 e1/19 |  | Net Mgt | Copper | cat6 | 20 | am3-oob-c5r411-agg-1-105d e105/1/19
21 | R | Cisco 2248TM-E | am3-oob-c5r607-agg-1-105d
20 | F | Blank Filler Panel
19 | F | Sun X6-2 PAAS Standard | nlclc5r607ru19 | Net1 | Copper | cat6 | 619 | am3-opc-c5r607-acc-1 e1/18 |  | Net2 | Copper | cat6 | 619 | am3-opc-c5r607-acc-2 e1/18 |  | Net Mgt | Copper | cat6 | 20 | am3-oob-c5r411-agg-1-105d e105/1/18
18 | F | Sun X6-2 PAAS Standard | nlclc5r607ru18 | Net1 | Copper | cat6 | 619 | am3-opc-c5r607-acc-1 e1/17 |  | Net2 | Copper | cat6 | 619 | am3-opc-c5r607-acc-2 e1/17 |  | Net Mgt | Copper | cat6 | 20 | am3-oob-c5r411-agg-1-105d e105/1/17
17 | F | Sun X6-2 PAAS Standard | nlclc5r607ru17 | Net1 | Copper | cat6 | 619 | am3-opc-c5r607-acc-1 e1/16 |  | Net2 | Copper | cat6 | 619 | am3-opc-c5r607-acc-2 e1/16 |  | Net Mgt | Copper | cat6 | 20 | am3-oob-c5r411-agg-1-105d e105/1/16
16 | F | Sun X6-2 PAAS Standard | nlclc5r607ru16 | Net1 | Copper | cat6 | 619 | am3-opc-c5r607-acc-1 e1/15 |  | Net2 | Copper | cat6 | 619 | am3-opc-c5r607-acc-2 e1/15 |  | Net Mgt | Copper | cat6 | 20 | am3-oob-c5r411-agg-1-105d e105/1/15
15 | F | Sun X6-2 PAAS Standard | nlclc5r607ru15 | Net1 | Copper | cat6 | 619 | am3-opc-c5r607-acc-1 e1/14 |  | Net2 | Copper | cat6 | 619 | am3-opc-c5r607-acc-2 e1/14 |  | Net Mgt | Copper | cat6 | 20 | am3-oob-c5r411-agg-1-105d e105/1/14
14 | F | Sun X6-2 PAAS Standard | nlclc5r607ru14 | Net1 | Copper | cat6 | 619 | am3-opc-c5r607-acc-1 e1/13 |  | Net2 | Copper | cat6 | 619 | am3-opc-c5r607-acc-2 e1/13 |  | Net Mgt | Copper | cat6 | 20 | am3-oob-c5r411-agg-1-105d e105/1/13
13 | F | Sun X6-2 PAAS Standard | nlclc5r607ru13 | Net1 | Copper | cat6 | 619 | am3-opc-c5r607-acc-1 e1/12 |  | Net2 | Copper | cat6 | 619 | am3-opc-c5r607-acc-2 e1/12 |  | Net Mgt | Copper | cat6 | 20 | am3-oob-c5r411-agg-1-105d e105/1/12
12 | F | Sun X6-2 PAAS Standard | nlclc5r607ru12 | Net1 | Copper | cat6 | 619 | am3-opc-c5r607-acc-1 e1/11 |  | Net2 | Copper | cat6 | 619 | am3-opc-c5r607-acc-2 e1/11 |  | Net Mgt | Copper | cat6 | 20 | am3-oob-c5r411-agg-1-105d e105/1/11
11 | F | Sun X6-2 PAAS Standard | nlclc5r607ru11 | Net1 | Copper | cat6 | 619 | am3-opc-c5r607-acc-1 e1/10 |  | Net2 | Copper | cat6 | 619 | am3-opc-c5r607-acc-2 e1/10 |  | Net Mgt | Copper | cat6 | 20 | am3-oob-c5r411-agg-1-105d e105/1/10
10 | F | Sun X6-2 PAAS Standard | nlclc5r607ru10 | Net1 | Copper | cat6 | 619 | am3-opc-c5r607-acc-1 e1/9 |  | Net2 | Copper | cat6 | 619 | am3-opc-c5r607-acc-2 e1/9 |  | Net Mgt | Copper | cat6 | 20 | am3-oob-c5r411-agg-1-105d e105/1/9
9 | F | Sun X6-2 PAAS Standard | nlclc5r607ru09 | Net1 | Copper | cat6 | 619 | am3-opc-c5r607-acc-1 e1/8 |  | Net2 | Copper | cat6 | 619 | am3-opc-c5r607-acc-2 e1/8 |  | Net Mgt | Copper | cat6 | 20 | am3-oob-c5r411-agg-1-105d e105/1/8
8 | F | Sun X6-2 PAAS Standard | nlclc5r607ru08 | Net1 | Copper | cat6 | 619 | am3-opc-c5r607-acc-1 e1/7 |  | Net2 | Copper | cat6 | 619 | am3-opc-c5r607-acc-2 e1/7 |  | Net Mgt | Copper | cat6 | 20 | am3-oob-c5r411-agg-1-105d e105/1/7
7 | F | Sun X6-2 PAAS Standard | nlclc5r607ru07 | Net1 | Copper | cat6 | 619 | am3-opc-c5r607-acc-1 e1/6 |  | Net2 | Copper | cat6 | 619 | am3-opc-c5r607-acc-2 e1/6 |  | Net Mgt | Copper | cat6 | 20 | am3-oob-c5r411-agg-1-105d e105/1/6
6 | F | Sun X6-2 PAAS Standard | nlclc5r607ru06 | Net1 | Copper | cat6 | 619 | am3-opc-c5r607-acc-1 e1/5 |  | Net2 | Copper | cat6 | 619 | am3-opc-c5r607-acc-2 e1/5 |  | Net Mgt | Copper | cat6 | 20 | am3-oob-c5r411-agg-1-105d e105/1/5
5 | F | Sun X6-2 PAAS Standard | nlclc5r607ru05 | Net1 | Copper | cat6 | 619 | am3-opc-c5r607-acc-1 e1/4 |  | Net2 | Copper | cat6 | 619 | am3-opc-c5r607-acc-2 e1/4 |  | Net Mgt | Copper | cat6 | 20 | am3-oob-c5r411-agg-1-105d e105/1/4
4 | F | Sun X6-2 PAAS Standard | nlclc5r607ru04 | Net1 | Copper | cat6 | 619 | am3-opc-c5r607-acc-1 e1/3 |  | Net2 | Copper | cat6 | 619 | am3-opc-c5r607-acc-2 e1/3 |  | Net Mgt | Copper | cat6 | 20 | am3-oob-c5r411-agg-1-105d e105/1/3
3 | F | Sun X6-2 PAAS Standard | nlclc5r607ru03 | Net1 | Copper | cat6 | 619 | am3-opc-c5r607-acc-1 e1/2 |  | Net2 | Copper | cat6 | 619 | am3-opc-c5r607-acc-2 e1/2 |  | Net Mgt | Copper | cat6 | 20 | am3-oob-c5r411-agg-1-105d e105/1/2
2 | F | Sun X6-2 PAAS Standard | nlclc5r607ru02 | Net1 | Copper | cat6 | 619 | am3-opc-c5r607-acc-1 e1/1 |  | Net2 | Copper | cat6 | 619 | am3-opc-c5r607-acc-2 e1/1 |  | Net Mgt | Copper | cat6 | 20 | am3-oob-c5r411-agg-1-105d e105/1/1
1 | F | Blank Filler Panel
0b | R | PDU AP6441A 32Amp 3-Phase | nlclc5r607pdu02 | Net Mgt | Copper | cat6 | 20 | am3-oob-c5r411-agg-1-105d e105/1/48
0a | R | PDU AP6441A 32Amp 3-Phase | nlclc5r607pdu01 | Net Mgt | Copper | cat6 | 20 | am3-oob-c5r411-agg-1-105d e105/1/47
VLAN INFO
|  |  |  | INTERFACE CATAGORY | VLAN | SECURITY VRF | FW ZONE | Subnet Details | Notes
|  |  |  | GUEST CTL | 619 | am3-computepublic-paas-v619-1 | COMPUTE-PUBLIC | 10.24.50.192/26 | em3-z24 Guest Control Plane
|  |  |  | GUEST VM NETWORK | 619 | am3-computepublic-paas-v619-1 | COMPUTE-PUBLIC | 10.106.128.0/19 | em3-z24 Guest VM Network
[8 empty] | 141.144.96.0/20 | Nimbula Public NAT for em3-z23, z24
|  |  |  | ILOM | 20 |  | DRAC | 10.24.8.0/21 | in oob

## c5r608 PaaS ZFS
|  |  |  | Copper / Fiber | Cable OR Optic Type | Vlans | Device | Rack | RU | Interface | Patch Panel RU Interface | Patch Panel RU Interface | Device | Rack | RU | Interface | Optics | Notes
z608
RU | F/R | Overhead Patch Panels |  | Fiber | MMF (LC-LC) | 619 | am3-opc-c5r608-zfs-1-v1 | c5r608 | 22 | pci2net0-ixgbe4 | z608 u1 p1 | c5r411 u43 p1 | am3-opc-c5r411-acc-1 | c5r411 | u18 | Eth1/1 | SFP-10G-SR
U4 |  |  |  | Fiber | MMF (LC-LC) | 619 | am3-opc-c5r608-zfs-1-v2 | c5r608 | 22 | pci2net1-ixgbe5 | z608 u1 p2 | c5r411 u43 p2 | am3-opc-c5r411-acc-1 | c5r411 | u18 | Eth1/2 | SFP-10G-SR
U3 |  |  |  | Fiber | MMF (LC-LC) | 619 | am3-opc-c5r608-zfs-1-v3 | c5r608 | 22 | pci7net0-ixgbe6 | z608 u1 p3 | c5r411 u43 p3 | am3-opc-c5r411-acc-2 | c5r411 | u20 | Eth1/2 | SFP-10G-SR
U2 |  |  |  | Fiber | MMF (LC-LC) | 619 | am3-opc-c5r608-zfs-1-v4 | c5r608 | 22 | pci7net1-ixgbe7 | z608 u1 p4 | c5r411 u43 p4 | am3-opc-c5r411-acc-2 | c5r411 | u20 | Eth1/1 | SFP-10G-SR
U1 | R | 24p LC Fibre - r411 u43 | 8p Copper - r411 u43 | Copper | Cat6 | 20 | am3-opc-c5r608-zfs-1 | c5r608 | 22 | ilom | z608 u1 p25 | c5r411 u43 p25 | am3-oob-c5r411-agg-1-100d | c5r411 | u4 | e100/1/15
|  |  |  | Copper | Cat6 | 633 | am3-opc-c5r608-zfs-1 | c5r608 | 22 | Net0 | z608 u1 p26 | c5r411 u43 p26 | am3-opc-c5r411-acc-1 | c5r411 | u18 | Eth1/3 | GLC-T
|  |  |  | Copper | Cat6 | 633 | am3-opc-c5r608-zfs-1 | c5r608 | 22 | Net1 | z608 u1 p27 | c5r411 u43 p27 | am3-opc-c5r411-acc-2 | c5r411 | u20 | Eth1/3 | GLC-T
C5R608 - ZS 4-4 - Config 71b |  |  |  | Fiber | MMF (LC-LC) | 619 | am3-opc-c5r608-zfs-1-v1 | c5r608 | 18 | pci2net0-ixgbe4 | z608 u1 p5 | c5r411 u43 p5 | am3-opc-c5r411-acc-1 | c5r411 | u18 | Eth1/4 | SFP-10G-SR
Serial # |  | AK00?? |  | Fiber | MMF (LC-LC) | 619 | am3-opc-c5r608-zfs-1-v2 | c5r608 | 18 | pci2net1-ixgbe5 | z608 u1 p6 | c5r411 u43 p6 | am3-opc-c5r411-acc-1 | c5r411 | u18 | Eth1/5 | SFP-10G-SR
RU | F/R | DEVICE | HOSTNAME | Fiber | MMF (LC-LC) | 619 | am3-opc-c5r608-zfs-1-v3 | c5r608 | 18 | pci7net0-ixgbe6 | z608 u1 p7 | c5r411 u43 p7 | am3-opc-c5r411-acc-2 | c5r411 | u20 | Eth1/5 | SFP-10G-SR
42 |  |  |  | Fiber | MMF (LC-LC) | 619 | am3-opc-c5r608-zfs-1-v4 | c5r608 | 18 | pci7net1-ixgbe7 | z608 u1 p8 | c5r411 u43 p8 | am3-opc-c5r411-acc-2 | c5r411 | u20 | Eth1/4 | SFP-10G-SR
41 |  | DE2-24C Storage Shelf |  | Copper | Cat6 | 20 | am3-opc-c5r608-zfs-1 | c5r608 | 18 | ilom | z608 u1 p28 | c5r411 u43 p28 | am3-oob-c5r411-agg-1-100d | c5r411 | u4 | e100/1/16
40 |  |  |  | Copper | Cat6 | 633 | am3-opc-c5r608-zfs-1 | c5r608 | 18 | Net2 | z608 u1 p29 | c5r411 u43 p29 | am3-opc-c5r411-acc-1 | c5r411 | u18 | Eth1/6 | GLC-T
39 |  |  |  | Copper | Cat6 | 633 | am3-opc-c5r608-zfs-1 | c5r608 | 18 | Net3 | z608 u1 p30 | c5r411 u43 p30 | am3-opc-c5r411-acc-2 | c5r411 | u20 | Eth1/6 | GLC-T
38
37 |  | DE2-24C Storage Shelf
36
35
34
33 |  | DE2-24C Storage Shelf
32
31
30
29 |  | DE2-24C Storage Shelf
28
27
26
25 |  | Head A ZFS X4-4 Server | am3-opc-c5r608-zfs-1
24
23
22
21 |  | Head B ZFS X4-4 Server | am3-opc-c5r608-zfs-2
20
19
18
17 |  | DE2-24C Storage Shelf
16
15
14
13 |  | DE2-24C Storage Shelf
12
11
10
9 |  | DE2-24C Storage Shelf
8
7
6
5 |  | DE2-24C Storage Shelf
4
3
2
1
0b | R | PDU AP6441A 32Amp 3-Phase | nlclc5r608pdu02
0a | R | PDU AP6441A 32Amp 3-Phase | nlclc5r608pdu01
VLAN INFO
|  |  |  | INTERFACE CATAGORY | VLAN | SECURITY VRF | FW ZONE | Subnet Details | Notes
|  |  |  | FE | 619 | am3-computepublic-paas-v619-1 | COMPUTE-PUBLIC | 10.24.49.0/26 | em3-z23 Nimbula Public
|  |  |  | STOR-MGMT | 633 | am3-tapefilermgmt-paas-v633-1 | TAPE-FILER-MGMT | 10.24.51.0/27
|  |  |  | ILOM | 20 |  | DRAC | 10.24.8.0/21 | in oob

## c5r609 PaaS ZFS
|  |  |  | Copper / Fiber | Cable OR Optic Type | Vlans | Device | Rack | RU | Interface | Patch Panel RU Interface | Patch Panel RU Interface | Device | Rack | RU | Interface | Optics | Notes | Quad SFP points to server or switch?
z609
RU | F/R | Overhead Patch Panels |  | Fiber | MMF (LC-LC) | 619 | am3-opc-c5r609-zfs-1-v1 | c5r609 | 22 | pci2net0-ixgbe4 | z609 u1 p1 | c5r411 u44 p1 | am3-opc-c5r411-acc-1 | c5r411 | u18 | Eth1/7 | SFP-10G-SR
U4 |  |  |  | Fiber | MMF (LC-LC) | 619 | am3-opc-c5r609-zfs-1-v2 | c5r609 | 22 | pci2net1-ixgbe5 | z609 u1 p2 | c5r411 u44 p2 | am3-opc-c5r411-acc-1 | c5r411 | u18 | Eth1/8 | SFP-10G-SR
U3 |  |  |  | Fiber | MMF (LC-LC) | 619 | am3-opc-c5r609-zfs-1-v3 | c5r609 | 22 | pci7net0-ixgbe6 | z609 u1 p3 | c5r411 u44 p3 | am3-opc-c5r411-acc-2 | c5r411 | u20 | Eth1/8 | SFP-10G-SR
U2 |  |  |  | Fiber | MMF (LC-LC) | 619 | am3-opc-c5r609-zfs-1-v4 | c5r609 | 22 | pci7net1-ixgbe7 | z609 u1 p4 | c5r411 u44 p4 | am3-opc-c5r411-acc-2 | c5r411 | u20 | Eth1/7 | SFP-10G-SR
U1 | R | 24p LC Fibre - r411 u44 | 8p Copper - r411 u44 | Copper | Cat6 | 20 | am3-opc-c5r609-zfs-1 | c5r609 | 22 | ilom | z609 u1 p25 | c5r411 u44 p25 | am3-oob-c5r411-agg-1-100d | c5r411 | u4 | e100/1/17
|  |  |  | Copper | Cat6 | 633 | am3-opc-c5r609-zfs-1 | c5r609 | 22 | Net0 | z609 u1 p26 | c5r411 u44 p26 | am3-opc-c5r411-acc-1 | c5r411 | u18 | Eth1/9 | GLC-T
|  |  |  | Copper | Cat6 | 633 | am3-opc-c5r609-zfs-1 | c5r609 | 22 | Net1 | z609 u1 p27 | c5r411 u44 p27 | am3-opc-c5r411-acc-2 | c5r411 | u20 | Eth1/9 | GLC-T
C5R609 - ZS 4-4 - Config 71b |  |  |  | Fiber | MMF (LC-LC) | 619 | am3-opc-c5r609-zfs-2-v1 | c5r609 | 18 | pci2net0-ixgbe4 | z609 u1 p5 | c5r411 u44 p5 | am3-opc-c5r411-acc-1 | c5r411 | u18 | Eth1/10 | SFP-10G-SR
Serial # |  | AK00?? |  | Fiber | MMF (LC-LC) | 619 | am3-opc-c5r609-zfs-2-v2 | c5r609 | 18 | pci2net1-ixgbe5 | z609 u1 p6 | c5r411 u44 p6 | am3-opc-c5r411-acc-1 | c5r411 | u18 | Eth1/11 | SFP-10G-SR
RU |  | DEVICE | HOSTNAME | Fiber | MMF (LC-LC) | 619 | am3-opc-c5r609-zfs-2-v3 | c5r609 | 18 | pci7net0-ixgbe6 | z609 u1 p7 | c5r411 u44 p7 | am3-opc-c5r411-acc-2 | c5r411 | u20 | Eth1/11 | SFP-10G-SR
42 |  |  |  | Fiber | MMF (LC-LC) | 619 | am3-opc-c5r609-zfs-2-v4 | c5r609 | 18 | pci7net1-ixgbe7 | z609 u1 p8 | c5r411 u44 p8 | am3-opc-c5r411-acc-2 | c5r411 | u20 | Eth1/10 | SFP-10G-SR
41 |  | DE2-24C Storage Shelf |  | Copper | Cat6 | 20 | am3-opc-c5r609-zfs-2 | c5r609 | 18 | ilom | z609 u1 p28 | c5r411 u44 p28 | am3-oob-c5r411-agg-1-100d | c5r411 | u4 | e100/1/18
40 |  |  |  | Copper | Cat6 | 633 | am3-opc-c5r609-zfs-2 | c5r609 | 18 | Net2 | z609 u1 p29 | c5r411 u44 p29 | am3-opc-c5r411-acc-1 | c5r411 | u18 | Eth1/12 | GLC-T
39 |  |  |  | Copper | Cat6 | 633 | am3-opc-c5r609-zfs-2 | c5r609 | 18 | Net3 | z609 u1 p30 | c5r411 u44 p30 | am3-opc-c5r411-acc-2 | c5r411 | u20 | Eth1/12 | GLC-T
38
37 |  | DE2-24C Storage Shelf
36
35
34
33 |  | DE2-24C Storage Shelf
32
31
30
29 |  | DE2-24C Storage Shelf
28
27
26
25 |  | Head A ZFS X4-4 Server | am3-opc-c5r609-zfs-1
24
23
22
21 |  | Head B ZFS X4-4 Server | am3-opc-c5r609-zfs-2
20
19
18
17 |  | DE2-24C Storage Shelf
16
15
14
13 |  | DE2-24C Storage Shelf
12
11
10
9 |  | DE2-24C Storage Shelf
8
7
6
5 |  | DE2-24C Storage Shelf
4
3
2
1
0b | R | PDU AP6441A 32Amp 3-Phase | nlclc5r609pdu02
0a | R | PDU AP6441A 32Amp 3-Phase | nlclc5r609pdu01
VLAN INFO
|  |  |  | INTERFACE CATAGORY | VLAN | SECURITY VRF | FW ZONE | Subnet Details | Notes
|  |  |  | FE | 619 | am3-computepublic-paas-v619-1 | COMPUTE-PUBLIC | 10.24.49.0/26 | em3-z23 Nimbula Public
|  |  |  | STOR-MGMT | 633 | am3-tapefilermgmt-paas-v633-1 | TAPE-FILER-MGMT | 10.24.51.0/27
|  |  |  | ILOM | 20 |  | DRAC | 10.24.8.0/21 | in oob

## c5r610 PaaS ZFS
|  |  |  | Copper / Fiber | Cable OR Optic Type | Vlans | Device | Rack | RU | Interface | Patch Panel RU Interface | Patch Panel RU Interface | Device | Rack | RU | Interface | Optics | Notes
z610
RU | F/R | Overhead Patch Panels |  | Fiber | MMF (LC-LC) | 619 | am3-opc-c5r610-zfs-1-v1 | c5r610 | 22 | pci2net0-ixgbe4 | z610 u1 p1 | c5r411 u45 p1 | am3-opc-c5r411-acc-1 | c5r411 | u18 | Eth1/13 | SFP-10G-SR
U4 |  |  |  | Fiber | MMF (LC-LC) | 619 | am3-opc-c5r610-zfs-1-v2 | c5r610 | 22 | pci2net1-ixgbe5 | z610 u1 p2 | c5r411 u45 p2 | am3-opc-c5r411-acc-1 | c5r411 | u18 | Eth1/14 | SFP-10G-SR
U3 |  |  |  | Fiber | MMF (LC-LC) | 619 | am3-opc-c5r610-zfs-1-v3 | c5r610 | 22 | pci7net0-ixgbe6 | z610 u1 p3 | c5r411 u45 p3 | am3-opc-c5r411-acc-2 | c5r411 | u20 | Eth1/14 | SFP-10G-SR
U2 |  |  |  | Fiber | MMF (LC-LC) | 619 | am3-opc-c5r610-zfs-1-v4 | c5r610 | 22 | pci7net1-ixgbe7 | z610 u1 p4 | c5r411 u45 p4 | am3-opc-c5r411-acc-2 | c5r411 | u20 | Eth1/13 | SFP-10G-SR
U1 | R | 24p LC Fibre - r411 u45 | 8p Copper - r411 u45 | Copper | Cat6 | 20 | am3-opc-c5r610-zfs-1 | c5r610 | 22 | ilom | z610 u1 p25 | c5r411 u45 p25 | am3-oob-c5r411-agg-1-100d | c5r411 | u4 | e100/1/19
|  |  |  | Copper | Cat6 | 633 | am3-opc-c5r610-zfs-1 | c5r610 | 22 | Net0 | z610 u1 p26 | c5r411 u45 p26 | am3-opc-c5r411-acc-1 | c5r411 | u18 | Eth1/15 | GLC-T
|  |  |  | Copper | Cat6 | 633 | am3-opc-c5r610-zfs-1 | c5r610 | 22 | Net1 | z610 u1 p27 | c5r411 u45 p27 | am3-opc-c5r411-acc-2 | c5r411 | u20 | Eth1/15 | GLC-T
C5R610 - ZS 4-4 - Config 71b |  |  |  | Fiber | MMF (LC-LC) | 619 | am3-opc-c5r610-zfs-2-v1 | c5r610 | 18 | pci2net0-ixgbe4 | z610 u1 p5 | c5r411 u45 p5 | am3-opc-c5r411-acc-1 | c5r411 | u18 | Eth1/16 | SFP-10G-SR
Serial # |  | AK00?? |  | Fiber | MMF (LC-LC) | 619 | am3-opc-c5r610-zfs-2-v2 | c5r610 | 18 | pci2net1-ixgbe5 | z610 u1 p6 | c5r411 u45 p6 | am3-opc-c5r411-acc-1 | c5r411 | u18 | Eth1/17 | SFP-10G-SR
RU |  | DEVICE | HOSTNAME | Fiber | MMF (LC-LC) | 619 | am3-opc-c5r610-zfs-2-v3 | c5r610 | 18 | pci7net0-ixgbe6 | z610 u1 p7 | c5r411 u45 p7 | am3-opc-c5r411-acc-2 | c5r411 | u20 | Eth1/17 | SFP-10G-SR
42 |  |  |  | Fiber | MMF (LC-LC) | 619 | am3-opc-c5r610-zfs-2-v4 | c5r610 | 18 | pci7net1-ixgbe7 | z610 u1 p8 | c5r411 u45 p8 | am3-opc-c5r411-acc-2 | c5r411 | u20 | Eth1/16 | SFP-10G-SR
41 |  | DE2-24C Storage Shelf |  | Copper | Cat6 | 20 | am3-opc-c5r610-zfs-2 | c5r610 | 18 | ilom | z610 u1 p28 | c5r411 u45 p28 | am3-oob-c5r411-agg-1-100d | c5r411 | u4 | e100/1/20
40 |  |  |  | Copper | Cat6 | 633 | am3-opc-c5r610-zfs-2 | c5r610 | 18 | Net2 | z610 u1 p29 | c5r411 u45 p29 | am3-opc-c5r411-acc-1 | c5r411 | u18 | Eth1/18 | GLC-T
39 |  |  |  | Copper | Cat6 | 633 | am3-opc-c5r610-zfs-2 | c5r610 | 18 | Net3 | z610 u1 p30 | c5r411 u45 p30 | am3-opc-c5r411-acc-2 | c5r411 | u20 | Eth1/18 | GLC-T
38
37 |  | DE2-24C Storage Shelf
36
35
34
33 |  | DE2-24C Storage Shelf
32
31
30
29 |  | DE2-24C Storage Shelf
28
27
26
25 |  | Head A ZFS X4-4 Server | am3-opc-c5r610-zfs-1
24
23
22
21 |  | Head B ZFS X4-4 Server | am3-opc-c5r610-zfs-2
20
19
18
17 |  | DE2-24C Storage Shelf
16
15
14
13 |  | DE2-24C Storage Shelf
12
11
10
9 |  | DE2-24C Storage Shelf
8
7
6
5 |  | DE2-24C Storage Shelf
4
3
2
1 | F
0b | R | PDU AP6441A 32Amp 3-Phase | nlclc5r610pdu02
0a | R | PDU AP6441A 32Amp 3-Phase | nlclc5r610pdu01
VLAN INFO
|  |  |  | INTERFACE CATAGORY | VLAN | SECURITY VRF | FW ZONE | Subnet Details | Notes
|  |  |  | FE | 619 | am3-computepublic-paas-v619-1 | COMPUTE-PUBLIC | 10.24.49.0/26 | em3-z23 Nimbula Public
|  |  |  | STOR-MGMT | 633 | am3-tapefilermgmt-paas-v633-1 | TAPE-FILER-MGMT | 10.24.51.0/27
|  |  |  | ILOM | 20 |  | DRAC | 10.24.8.0/21 | in oob

## c5r611 PaaS ZFS
|  |  |  | Copper / Fiber | Cable OR Optic Type | Vlans | Device | Rack | RU | Interface | Patch Panel RU Interface | Patch Panel RU Interface | Device | Rack | RU | Interface | Optics | Notes
z611
RU | F/R | Overhead Patch Panels |  | Fiber | MMF (LC-LC) | 619 | am3-opc-c5r611-zfs-1-v1 | c5r611 | 22 | pci2net0-ixgbe4 | z611 u1 p1 | c5r411 u46 p1 | am3-opc-c5r411-acc-1 | c5r411 | u18 | Eth1/19 | SFP-10G-SR
U4 |  |  |  | Fiber | MMF (LC-LC) | 619 | am3-opc-c5r611-zfs-1-v2 | c5r611 | 22 | pci2net1-ixgbe5 | z611 u1 p2 | c5r411 u46 p2 | am3-opc-c5r411-acc-1 | c5r411 | u18 | Eth1/20 | SFP-10G-SR
U3 |  |  |  | Fiber | MMF (LC-LC) | 619 | am3-opc-c5r611-zfs-1-v3 | c5r611 | 22 | pci7net0-ixgbe6 | z611 u1 p3 | c5r411 u46 p3 | am3-opc-c5r411-acc-2 | c5r411 | u20 | Eth1/20 | SFP-10G-SR
U2 |  |  |  | Fiber | MMF (LC-LC) | 619 | am3-opc-c5r611-zfs-1-v4 | c5r611 | 22 | pci7net1-ixgbe7 | z611 u1 p4 | c5r411 u46 p4 | am3-opc-c5r411-acc-2 | c5r411 | u20 | Eth1/19 | SFP-10G-SR
U1 | R | 24p LC Fibre - r411 u46 | 8p Copper - r411 u46 | Copper | Cat6 | 20 | am3-opc-c5r611-zfs-1 | c5r611 | 22 | ilom | z611 u1 p25 | c5r411 u46 p25 | am3-oob-c5r411-agg-1-100d | c5r411 | u4 | e100/1/21
|  |  |  | Copper | Cat6 | 633 | am3-opc-c5r611-zfs-1 | c5r611 | 22 | Net0 | z611 u1 p26 | c5r411 u46 p26 | am3-opc-c5r411-acc-1 | c5r411 | u18 | Eth1/21 | GLC-T
|  |  |  | Copper | Cat6 | 633 | am3-opc-c5r611-zfs-1 | c5r611 | 22 | Net1 | z611 u1 p27 | c5r411 u46 p27 | am3-opc-c5r411-acc-2 | c5r411 | u20 | Eth1/21 | GLC-T
C5R611 - ZS 4-4 - Config 71b |  |  |  | Fiber | MMF (LC-LC) | 619 | am3-opc-c5r611-zfs-1-v1 | c5r611 | 18 | pci2net0-ixgbe4 | z611 u1 p5 | c5r411 u46 p5 | am3-opc-c5r411-acc-1 | c5r411 | u18 | Eth1/22 | SFP-10G-SR
Serial # |  | AK00?? |  | Fiber | MMF (LC-LC) | 619 | am3-opc-c5r611-zfs-1-v2 | c5r611 | 18 | pci2net1-ixgbe5 | z611 u1 p6 | c5r411 u46 p6 | am3-opc-c5r411-acc-1 | c5r411 | u18 | Eth1/23 | SFP-10G-SR
RU |  | DEVICE | HOSTNAME | Fiber | MMF (LC-LC) | 619 | am3-opc-c5r611-zfs-1-v3 | c5r611 | 18 | pci7net0-ixgbe6 | z611 u1 p7 | c5r411 u46 p7 | am3-opc-c5r411-acc-2 | c5r411 | u20 | Eth1/23 | SFP-10G-SR
42 |  |  |  | Fiber | MMF (LC-LC) | 619 | am3-opc-c5r611-zfs-1-v4 | c5r611 | 18 | pci7net1-ixgbe7 | z611 u1 p8 | c5r411 u46 p8 | am3-opc-c5r411-acc-2 | c5r411 | u20 | Eth1/22 | SFP-10G-SR
41 |  | DE2-24C Storage Shelf |  | Copper | Cat6 | 20 | am3-opc-c5r611-zfs-1 | c5r611 | 18 | ilom | z611 u1 p28 | c5r411 u46 p28 | am3-oob-c5r411-agg-1-100d | c5r411 | u4 | e100/1/22
40 |  |  |  | Copper | Cat6 | 633 | am3-opc-c5r611-zfs-1 | c5r611 | 18 | Net2 | z611 u1 p29 | c5r411 u46 p29 | am3-opc-c5r411-acc-1 | c5r411 | u18 | Eth1/24 | GLC-T
39 |  |  |  | Copper | Cat6 | 633 | am3-opc-c5r611-zfs-1 | c5r611 | 18 | Net3 | z611 u1 p30 | c5r411 u46 p30 | am3-opc-c5r411-acc-2 | c5r411 | u20 | Eth1/24 | GLC-T
38
37 |  | DE2-24C Storage Shelf
36
35
34
33 |  | DE2-24C Storage Shelf
32
31
30
29 |  | DE2-24C Storage Shelf
28
27
26
25 |  | Head A ZFS X4-4 Server | am3-opc-c5r611-zfs-1
24
23
22
21 |  | Head B ZFS X4-4 Server | am3-opc-c5r611-zfs-2
20
19
18
17 |  | DE2-24C Storage Shelf
16
15
14
13 |  | DE2-24C Storage Shelf
12
11
10
9 |  | DE2-24C Storage Shelf
8
7
6
5 |  | DE2-24C Storage Shelf
4
3
2
1
0b | R | PDU AP6441A 32Amp 3-Phase | nlclc5r611pdu02
0a | R | PDU AP6441A 32Amp 3-Phase | nlclc5r611pdu01
VLAN INFO
|  |  |  | INTERFACE CATAGORY | VLAN | SECURITY VRF | FW ZONE | Subnet Details | Notes
|  |  |  | FE | 619 | am3-computepublic-paas-v619-1 | COMPUTE-PUBLIC | 10.24.49.0/26 | em3-z23 Nimbula Public
|  |  |  | STOR-MGMT | 633 | am3-tapefilermgmt-paas-v633-1 | TAPE-FILER-MGMT | 10.24.51.0/27
|  |  |  | ILOM | 20 |  | DRAC | 10.24.8.0/21 | in oob